## Retired and Canceled
2017 Form EIA-860 Data - Schedule 3, 'Solar Technology Data' (Retired & Canceled Units Only)
Utility ID | Utility Name | Plant Code | Plant Name | State | County | Generator ID | Status | Technology | Prime Mover | Sector Name | Sector | Nameplate Capacity (MW) | Summer Capacity (MW) | Winter Capacity (MW) | Operating Month | Operating Year | Retirement Month | Retirement Year | Lenses / Mirrors? | Single-Axis Tracking? | Dual-Axis Tracking? | Fixed Tilt? | East West Fixed Tilt? | Parabolic Trough? | Linear Fresnel? | Power Tower? | Dish Engine? | Other Solar Technology? | Azimuth Angle | Tilt Angle | DC Net Capacity (MW) | Crystalline Silicon? | Thin-Film (CdTe)? | Thin-Film (A-Si)? | Thin-Film (CIGS)? | Thin-Film (Other)? | Other Materials? | Net Metering Agreement? | Net Metering DC Capacity (MW) | Virtual Net Metering Agreement? | Virtual Net Metering DC Capacity (MW)
803 | Arizona Public Service Co | 116 | Ocotillo | AZ | Maricopa | PV1 | RE | Solar Photovoltaic | PV | Electric Utility | 1 | 0.1 | 0.1 | 0.1 | 3 | 1998 | 7 | 2015 |  | Y | [10 empty] | 0.1 | Y
803 | Arizona Public Service Co | 116 | Ocotillo | AZ | Maricopa | PV2 | RE | Solar Photovoltaic | PV | Electric Utility | 1 | 0.1 | 0.1 | 0.1 | 10 | 1999 | 7 | 2015 |  | Y | [10 empty] | 0.1 | Y
803 | Arizona Public Service Co | 116 | Ocotillo | AZ | Maricopa | PVM | RE | Solar Photovoltaic | PV | Electric Utility | 1 | 0.4 | 0.4 | 0.4 | 4 | 1988 | 7 | 2015 |  | Y | [10 empty] | 0.4 | Y
803 | Arizona Public Service Co | 118 | Saguaro | AZ | Pinal | PV1 | RE | Solar Thermal without Energy Storage | OT | Electric Utility | 1 | 1 | 1 | 1 | 12 | 2005 | 4 | 2013
16534 | Sacramento Municipal Util Dist | 529 | Rancho Seco Solar | CA | Sacramento | 1 | RE | Solar Photovoltaic | PV | Electric Utility | 1 | 1 | 1 | 1 | 8 | 1984 | 4 | 2013
16534 | Sacramento Municipal Util Dist | 529 | Rancho Seco Solar | CA | Sacramento | 2 | RE | Solar Photovoltaic | PV | Electric Utility | 1 | 1 | 1 | 1 | 2 | 1986 | 4 | 2013
1015 | Austin Energy | 3548 | Decker Creek | TX | Travis | PV3 | RE | Solar Photovoltaic | PV | Electric Utility | 1 | 0.3 | 0.3 | 0.3 | 7 | 1987 | 6 | 2001
60246 | Sunray Energy 2, LLC | 10437 | Sunray 2 | CA | San Bernardino | GEN1 | RE | Solar Thermal without Energy Storage | ST | IPP Non-CHP | 2 | 13.8 | 13.8 | 13.8 | 12 | 1984 | 12 | 2015 |  | N |  |  |  | N | [7 empty] | N
60247 | Sunray Energy 3 LLC | 10438 | Sunray 3 | CA | San Bernardino | GEN1 | RE | Solar Thermal without Energy Storage | ST | IPP Non-CHP | 2 | 30 | 30 | 30 | 12 | 1985 | 12 | 2015 | [5 empty] | Y
803 | Arizona Public Service Co | 56228 | Prescott Airport | AZ | Yavapai | PV2 | IP | Solar Photovoltaic | PV | Electric Utility | 1 | 7 | 7 | 7
57249 | EPP Renewable Energy | 56888 | Warren County Solar | NJ | Warren | GEN 5 | IP | Solar Photovoltaic | PV | IPP Non-CHP | 2 | 0.5 | 0.5 | 0.5 | [14 empty] | 0 | 20
57249 | EPP Renewable Energy | 56888 | Warren County Solar | NJ | Warren | GEN 6 | IP | Solar Photovoltaic | PV | IPP Non-CHP | 2 | 0.5 | 0.5 | 0.5 | [14 empty] | 0 | 20
57249 | EPP Renewable Energy | 56888 | Warren County Solar | NJ | Warren | GEN 7 | IP | Solar Photovoltaic | PV | IPP Non-CHP | 2 | 0.5 | 0.5 | 0.5
57249 | EPP Renewable Energy | 56888 | Warren County Solar | NJ | Warren | GEN 8 | IP | Solar Photovoltaic | PV | IPP Non-CHP | 2 | 0.5 | 0.5 | 0.5 | [5 empty] | Y | [10 empty] | 0.5 | Y
57249 | EPP Renewable Energy | 56888 | Warren County Solar | NJ | Warren | GEN 9 | IP | Solar Photovoltaic | PV | IPP Non-CHP | 2 | 0.5 | 0.5 | 0.5 | [5 empty] | Y | [10 empty] | 0.5 | Y
57249 | EPP Renewable Energy | 56888 | Warren County Solar | NJ | Warren | GEN10 | IP | Solar Photovoltaic | PV | IPP Non-CHP | 2 | 0.5 | 0.5 | 0.5 | [5 empty] | Y | [10 empty] | 0.5 | Y
17609 | Southern California Edison Co | 56976 | Solar Photovoltaic Project #01 | CA | San Bernardino | S1A | RE | Solar Photovoltaic | PV | Electric Utility | 1 | 0.5 | 0.5 | 0.5 | 11 | 2008 | 11 | 2011
17609 | Southern California Edison Co | 56976 | Solar Photovoltaic Project #01 | CA | San Bernardino | S1B | RE | Solar Photovoltaic | PV | Electric Utility | 1 | 0.5 | 0.5 | 0.5 | 11 | 2008 | 11 | 2011
17609 | Southern California Edison Co | 56976 | Solar Photovoltaic Project #01 | CA | San Bernardino | S1C | RE | Solar Photovoltaic | PV | Electric Utility | 1 | 0.5 | 0.5 | 0.5 | 11 | 2008 | 11 | 2011
17609 | Southern California Edison Co | 56976 | Solar Photovoltaic Project #01 | CA | San Bernardino | S1D | RE | Solar Photovoltaic | PV | Electric Utility | 1 | 0.5 | 0.5 | 0.5 | 11 | 2008 | 11 | 2011
17609 | Southern California Edison Co | 57127 | Solar Photovoltaic Project #24 | CA | San Bernardino | SO24A | CN | Solar Photovoltaic | PV | Electric Utility | 1 | 0.5 | 0.5 | 0.5
17609 | Southern California Edison Co | 57127 | Solar Photovoltaic Project #24 | CA | San Bernardino | SO24B | CN | Solar Photovoltaic | PV | Electric Utility | 1 | 0.5 | 0.5 | 0.5
17609 | Southern California Edison Co | 57127 | Solar Photovoltaic Project #24 | CA | San Bernardino | SO24C | CN | Solar Photovoltaic | PV | Electric Utility | 1 | 0.5 | 0.5 | 0.5
17609 | Southern California Edison Co | 57127 | Solar Photovoltaic Project #24 | CA | San Bernardino | SO24D | CN | Solar Photovoltaic | PV | Electric Utility | 1 | 0.5 | 0.5 | 0.5
17609 | Southern California Edison Co | 57127 | Solar Photovoltaic Project #24 | CA | San Bernardino | SO24E | CN | Solar Photovoltaic | PV | Electric Utility | 1 | 0.5 | 0.5 | 0.5
17609 | Southern California Edison Co | 57127 | Solar Photovoltaic Project #24 | CA | San Bernardino | SO24F | CN | Solar Photovoltaic | PV | Electric Utility | 1 | 0.5 | 0.5 | 0.5
17609 | Southern California Edison Co | 57127 | Solar Photovoltaic Project #24 | CA | San Bernardino | SO24G | CN | Solar Photovoltaic | PV | Electric Utility | 1 | 0.5 | 0.5 | 0.5
17609 | Southern California Edison Co | 57127 | Solar Photovoltaic Project #24 | CA | San Bernardino | SO24H | CN | Solar Photovoltaic | PV | Electric Utility | 1 | 0.5 | 0.5 | 0.5
17609 | Southern California Edison Co | 57218 | Solar Photovoltaic Project #04 | CA | San Bernardino | S004A | CN | Solar Photovoltaic | PV | Electric Utility | 1 | 0.5 | 0.5 | 0.5
17609 | Southern California Edison Co | 57218 | Solar Photovoltaic Project #04 | CA | San Bernardino | S004B | CN | Solar Photovoltaic | PV | Electric Utility | 1 | 0.5 | 0.5 | 0.5
17609 | Southern California Edison Co | 57218 | Solar Photovoltaic Project #04 | CA | San Bernardino | S004C | CN | Solar Photovoltaic | PV | Electric Utility | 1 | 0.5 | 0.5 | 0.5
17609 | Southern California Edison Co | 57222 | Solar Photovoltaic Project #08 | CA | San Bernardino | S008E | IP | Solar Photovoltaic | PV | Electric Utility | 1 | 0.5 | 0.5 | 0.5
17609 | Southern California Edison Co | 57223 | Solar Photovoltaic Project #09 | CA | San Bernardino | S009C | IP | Solar Photovoltaic | PV | Electric Utility | 1 | 0.5 | 0.5 | 0.5
17609 | Southern California Edison Co | 57224 | Solar Photovoltaic Project #10 | CA | San Bernardino | S010D | IP | Solar Photovoltaic | PV | Electric Utility | 1 | 0.5 | 0.5 | 0.5
17609 | Southern California Edison Co | 57226 | Solar Photovoltaic Project #12 | CA | San Bernardino | S012B | IP | Solar Photovoltaic | PV | Electric Utility | 1 | 0.5 | 0.5 | 0.5
17609 | Southern California Edison Co | 57228 | Solar Photovoltaic Project #14 | CA | San Bernardino | S014A | CN | Solar Photovoltaic | PV | Electric Utility | 1 | 0.5 | 0.5 | 0.5
17609 | Southern California Edison Co | 57228 | Solar Photovoltaic Project #14 | CA | San Bernardino | S014B | CN | Solar Photovoltaic | PV | Electric Utility | 1 | 0.5 | 0.5 | 0.5
17609 | Southern California Edison Co | 57228 | Solar Photovoltaic Project #14 | CA | San Bernardino | S014C | CN | Solar Photovoltaic | PV | Electric Utility | 1 | 0.5 | 0.5 | 0.5
17609 | Southern California Edison Co | 57231 | Solar Photovoltaic Project #17 | CA | San Bernardino | S017H | CN | Solar Photovoltaic | PV | Electric Utility | 1 | 0.5 | 0.5 | 0.5 | [14 empty] | 180 | 5
17609 | Southern California Edison Co | 57232 | Solar Photovoltaic Project #18 | CA | San Bernardino | S018D | IP | Solar Photovoltaic | PV | Electric Utility | 1 | 0.5 | 0.5 | 0.5
17609 | Southern California Edison Co | 57233 | Solar Photovoltaic Project #19 | CA | San Bernardino | S019A | CN | Solar Photovoltaic | PV | Electric Utility | 1 | 1 | 0.5 | 0.5
17609 | Southern California Edison Co | 57233 | Solar Photovoltaic Project #19 | CA | San Bernardino | S019B | CN | Solar Photovoltaic | PV | Electric Utility | 1 | 0.5 | 0.5 | 0.5
17609 | Southern California Edison Co | 57233 | Solar Photovoltaic Project #19 | CA | San Bernardino | S019C | CN | Solar Photovoltaic | PV | Electric Utility | 1 | 0.5 | 0.5 | 0.5
17609 | Southern California Edison Co | 57233 | Solar Photovoltaic Project #19 | CA | San Bernardino | S019D | CN | Solar Photovoltaic | PV | Electric Utility | 1 | 0.5 | 0.5 | 0.5
17609 | Southern California Edison Co | 57233 | Solar Photovoltaic Project #19 | CA | San Bernardino | S019E | CN | Solar Photovoltaic | PV | Electric Utility | 1 | 0.5 | 0.5 | 0.5
17609 | Southern California Edison Co | 57233 | Solar Photovoltaic Project #19 | CA | San Bernardino | S019F | CN | Solar Photovoltaic | PV | Electric Utility | 1 | 0.5 | 0.5 | 0.5
17609 | Southern California Edison Co | 57233 | Solar Photovoltaic Project #19 | CA | San Bernardino | S019G | CN | Solar Photovoltaic | PV | Electric Utility | 1 | 0.5 | 0.5 | 0.5
17609 | Southern California Edison Co | 57233 | Solar Photovoltaic Project #19 | CA | San Bernardino | S019H | CN | Solar Photovoltaic | PV | Electric Utility | 1 | 0.5 | 0.5 | 0.5
17609 | Southern California Edison Co | 57233 | Solar Photovoltaic Project #19 | CA | San Bernardino | S019I | CN | Solar Photovoltaic | PV | Electric Utility | 1 | 0.5 | 0.5 | 0.5
17609 | Southern California Edison Co | 57234 | Solar Photovoltaic Project #20 | CA | San Bernardino | S020A | CN | Solar Photovoltaic | PV | Electric Utility | 1 | 0.5 | 0.5 | 0.5
17609 | Southern California Edison Co | 57234 | Solar Photovoltaic Project #20 | CA | San Bernardino | S020B | CN | Solar Photovoltaic | PV | Electric Utility | 1 | 0.5 | 0.5 | 0.5
17609 | Southern California Edison Co | 57234 | Solar Photovoltaic Project #20 | CA | San Bernardino | S020C | CN | Solar Photovoltaic | PV | Electric Utility | 1 | 0.5 | 0.5 | 0.5
17609 | Southern California Edison Co | 57234 | Solar Photovoltaic Project #20 | CA | San Bernardino | S020D | CN | Solar Photovoltaic | PV | Electric Utility | 1 | 0.5 | 0.5 | 0.5
17609 | Southern California Edison Co | 57234 | Solar Photovoltaic Project #20 | CA | San Bernardino | S020E | CN | Solar Photovoltaic | PV | Electric Utility | 1 | 0.5 | 0.5 | 0.5
17609 | Southern California Edison Co | 57234 | Solar Photovoltaic Project #20 | CA | San Bernardino | S020F | CN | Solar Photovoltaic | PV | Electric Utility | 1 | 0.5 | 0.5 | 0.5
17609 | Southern California Edison Co | 57234 | Solar Photovoltaic Project #20 | CA | San Bernardino | S020G | CN | Solar Photovoltaic | PV | Electric Utility | 1 | 0.5 | 0.5 | 0.5
17609 | Southern California Edison Co | 57235 | Solar Photovoltaic Project #21 | CA | San Bernardino | S021A | CN | Solar Photovoltaic | PV | Electric Utility | 1 | 0.5 | 0.5 | 0.5
17609 | Southern California Edison Co | 57235 | Solar Photovoltaic Project #21 | CA | San Bernardino | S021B | CN | Solar Photovoltaic | PV | Electric Utility | 1 | 0.5 | 0.5 | 0.5
17609 | Southern California Edison Co | 57235 | Solar Photovoltaic Project #21 | CA | San Bernardino | S021C | CN | Solar Photovoltaic | PV | Electric Utility | 1 | 0.5 | 0.5 | 0.5
17609 | Southern California Edison Co | 57235 | Solar Photovoltaic Project #21 | CA | San Bernardino | S021D | CN | Solar Photovoltaic | PV | Electric Utility | 1 | 0.5 | 0.5 | 0.5
17609 | Southern California Edison Co | 57235 | Solar Photovoltaic Project #21 | CA | San Bernardino | S021E | CN | Solar Photovoltaic | PV | Electric Utility | 1 | 0.5 | 0.5 | 0.5
17609 | Southern California Edison Co | 57236 | Solar Photovoltaic Project #23 | CA | San Bernardino | S023F | IP | Solar Photovoltaic | PV | Electric Utility | 1 | 0.5 | 0.5 | 0.5
55910 | Lanai Sustainability Research LLC | 57242 | Mililani South Solar Farm | HI | Honolulu | 1 | IP | Solar Photovoltaic | PV | IPP Non-CHP | 2 | 5 | 5 | 5
17609 | Southern California Edison Co | 57246 | Solar Photovoltaic Project #27 | CA | San Bernardino | S027E | CN | Solar Photovoltaic | PV | Electric Utility | 1 | 0.5 | 0.5 | 0.5 | [14 empty] | 180 | 10 | [7 empty] | N
17609 | Southern California Edison Co | 57246 | Solar Photovoltaic Project #27 | CA | San Bernardino | S027F | CN | Solar Photovoltaic | PV | Electric Utility | 1 | 0.5 | 0.5 | 0.5 | [14 empty] | 180 | 10 | [7 empty] | N
17609 | Southern California Edison Co | 57247 | Solar Photovoltaic Project #28 | CA | San Bernardino | S028H | CN | Solar Photovoltaic | PV | Electric Utility | 1 | 0.5 | 0.5 | 0.5 | [14 empty] | 180 | 5 | [7 empty] | N
56769 | Consolidated Edison Development Inc. | 57256 | PA Solar Park | PA | Carbon | 2 | IP | Solar Photovoltaic | PV | IPP Non-CHP | 2 | 9.9 | 3.8 | 3.8
59397 | NRG Solar Alpine | 57295 | Alpine Solar | CA | Los Angeles | 2 | IP | Solar Photovoltaic | PV | IPP Non-CHP | 2 | 66 | 66 | 66
11208 | Los Angeles Department of Water & Power | 57304 | Southern Owens Valley Solar Ranch | CA | Inyo | 1 | IP | Solar Photovoltaic | PV | Electric Utility | 1 | 200 | 200 | 200 | [7 empty] | Y | [15 empty] | N |  | N
11208 | Los Angeles Department of Water & Power | 57307 | Van Norman Bypass Solar Project | CA | Los Angeles | 1 | CN | Solar Photovoltaic | PV | Electric Utility | 1 | 2 | 2 | 2 | [7 empty] | Y | [9 empty] | Y
11208 | Los Angeles Department of Water & Power | 57312 | LATTC South Campus Solar | CA | Los Angeles | 1 | CN | Solar Photovoltaic | PV | IPP Non-CHP | 2 | 1.1 | 1.1 | 1.1
803 | Arizona Public Service Co | 57324 | Luke Solar | AZ | Maricopa | PV1 | IP | Solar Photovoltaic | PV | Electric Utility | 1 | 15 | 12.8 | 14
59396 | Agua Caliente Solar | 57373 | Agua Caliente Solar Project | AZ | Yuma | AGU01 | IP | Solar Photovoltaic | PV | IPP Non-CHP | 2 | 290 | 290 | 290 | [7 empty] | Y | [6 empty] | 195 | 15 |  |  | Y |  |  |  |  | N
24211 | Tucson Electric Power Co | 57391 | TAA Solar Facility | AZ | Pima | TAA1 | IP | Solar Photovoltaic | PV | Electric Utility | 1 | 2.8 | 2.8 | [8 empty] | Y | [9 empty] | Y
14328 | Pacific Gas & Electric Co. | 57521 | Giffen | CA | Fresno | 2 | IP | Solar Photovoltaic | PV | Electric Utility | 1 | 10 | 10 | 10 | [25 empty] | N
17609 | Southern California Edison Co | 57528 | Solar Photovoltaic Project #25 | CA | San Bernardino | S25A | CN | Solar Photovoltaic | PV | Electric Utility | 1 | 0.5 | 0.5 | 0.5
17609 | Southern California Edison Co | 57528 | Solar Photovoltaic Project #25 | CA | San Bernardino | S25B | CN | Solar Photovoltaic | PV | Electric Utility | 1 | 0.5 | 0.5 | 0.5
17609 | Southern California Edison Co | 57528 | Solar Photovoltaic Project #25 | CA | San Bernardino | S25C | CN | Solar Photovoltaic | PV | Electric Utility | 1 | 0.5 | 0.5 | 0.5
17609 | Southern California Edison Co | 57528 | Solar Photovoltaic Project #25 | CA | San Bernardino | S25D | CN | Solar Photovoltaic | PV | Electric Utility | 1 | 0.5 | 0.5 | 0.5
17609 | Southern California Edison Co | 57528 | Solar Photovoltaic Project #25 | CA | San Bernardino | S25E | CN | Solar Photovoltaic | PV | Electric Utility | 1 | 0.5 | 0.5 | 0.5
17609 | Southern California Edison Co | 57528 | Solar Photovoltaic Project #25 | CA | San Bernardino | S25F | CN | Solar Photovoltaic | PV | Electric Utility | 1 | 0.5 | 0.5 | 0.5
17609 | Southern California Edison Co | 57528 | Solar Photovoltaic Project #25 | CA | San Bernardino | S25G | CN | Solar Photovoltaic | PV | Electric Utility | 1 | 0.5 | 0.5 | 0.5
17609 | Southern California Edison Co | 57528 | Solar Photovoltaic Project #25 | CA | San Bernardino | S25H | CN | Solar Photovoltaic | PV | Electric Utility | 1 | 0.5 | 0.5 | 0.5
17609 | Southern California Edison Co | 57528 | Solar Photovoltaic Project #25 | CA | San Bernardino | S25I | CN | Solar Photovoltaic | PV | Electric Utility | 1 | 0.5 | 0.5 | 0.5
17609 | Southern California Edison Co | 57532 | Solar Photovoltaic Project #30 | CA | San Bernardino | S30A | CN | Solar Photovoltaic | PV | Electric Utility | 1 | 0.5 | 0.5 | 0.5
17609 | Southern California Edison Co | 57532 | Solar Photovoltaic Project #30 | CA | San Bernardino | S30B | CN | Solar Photovoltaic | PV | Electric Utility | 1 | 0.5 | 0.5 | 0.5
17609 | Southern California Edison Co | 57532 | Solar Photovoltaic Project #30 | CA | San Bernardino | S30C | CN | Solar Photovoltaic | PV | Electric Utility | 1 | 0.5 | 0.5 | 0.5
17609 | Southern California Edison Co | 57533 | Solar Photovoltaic Project #31 | CA | San Bernardino | S31A | CN | Solar Photovoltaic | PV | Electric Utility | 1 | 0.5 | 0.5 | 0.5
17609 | Southern California Edison Co | 57533 | Solar Photovoltaic Project #31 | CA | San Bernardino | S31B | CN | Solar Photovoltaic | PV | Electric Utility | 1 | 0.5 | 0.5 | 0.5
17609 | Southern California Edison Co | 57537 | SPVP #35 | CA | Kern | 35H | CN | Solar Photovoltaic | PV | Electric Utility | 1 | 0.5 | 0.5 | 0.5
17609 | Southern California Edison Co | 57537 | SPVP #35 | CA | Kern | 35I | CN | Solar Photovoltaic | PV | Electric Utility | 1 | 0.5 | 0.5 | 0.5
17609 | Southern California Edison Co | 57537 | SPVP #35 | CA | Kern | 35J | CN | Solar Photovoltaic | PV | Electric Utility | 1 | 0.5 | 0.5 | 0.5
17609 | Southern California Edison Co | 57537 | SPVP #35 | CA | Kern | 35K | CN | Solar Photovoltaic | PV | Electric Utility | 1 | 0.5 | 0.5 | 0.5
17609 | Southern California Edison Co | 57537 | SPVP #35 | CA | Kern | 35L | CN | Solar Photovoltaic | PV | Electric Utility | 1 | 0.5 | 0.5 | 0.5
17609 | Southern California Edison Co | 57537 | SPVP #35 | CA | Kern | 35M | CN | Solar Photovoltaic | PV | Electric Utility | 1 | 0.5 | 0.5 | 0.5
17609 | Southern California Edison Co | 57537 | SPVP #35 | CA | Kern | 35N | CN | Solar Photovoltaic | PV | Electric Utility | 1 | 0.5 | 0.5 | 0.5
17609 | Southern California Edison Co | 57537 | SPVP #35 | CA | Kern | S35A | CN | Solar Photovoltaic | PV | Electric Utility | 1 | 0.5 | 0.5 | 0.5
17609 | Southern California Edison Co | 57537 | SPVP #35 | CA | Kern | S35B | CN | Solar Photovoltaic | PV | Electric Utility | 1 | 0.5 | 0.5 | 0.5
17609 | Southern California Edison Co | 57537 | SPVP #35 | CA | Kern | S35C | CN | Solar Photovoltaic | PV | Electric Utility | 1 | 0.5 | 0.5 | 0.5
17609 | Southern California Edison Co | 57537 | SPVP #35 | CA | Kern | S35D | CN | Solar Photovoltaic | PV | Electric Utility | 1 | 0.5 | 0.5 | 0.5
17609 | Southern California Edison Co | 57537 | SPVP #35 | CA | Kern | S35E | CN | Solar Photovoltaic | PV | Electric Utility | 1 | 0.5 | 0.5 | 0.5
17609 | Southern California Edison Co | 57537 | SPVP #35 | CA | Kern | S35F | CN | Solar Photovoltaic | PV | Electric Utility | 1 | 0.5 | 0.5 | 0.5
17609 | Southern California Edison Co | 57537 | SPVP #35 | CA | Kern | S35G | CN | Solar Photovoltaic | PV | Electric Utility | 1 | 0.5 | 0.5 | 0.5
17609 | Southern California Edison Co | 57538 | Solar Photovoltaic Project #40 | CA | San Bernardino | S40A | CN | Solar Photovoltaic | PV | Electric Utility | 1 | 0.5 | 0.5 | 0.5
17609 | Southern California Edison Co | 57538 | Solar Photovoltaic Project #40 | CA | San Bernardino | S40B | CN | Solar Photovoltaic | PV | Electric Utility | 1 | 0.5 | 0.5 | 0.5
17609 | Southern California Edison Co | 57538 | Solar Photovoltaic Project #40 | CA | San Bernardino | S40C | CN | Solar Photovoltaic | PV | Electric Utility | 1 | 0.5 | 0.5 | 0.5
17609 | Southern California Edison Co | 57538 | Solar Photovoltaic Project #40 | CA | San Bernardino | S40D | CN | Solar Photovoltaic | PV | Electric Utility | 1 | 0.5 | 0.5 | 0.5
17609 | Southern California Edison Co | 57538 | Solar Photovoltaic Project #40 | CA | San Bernardino | S40E | CN | Solar Photovoltaic | PV | Electric Utility | 1 | 0.5 | 0.5 | 0.5
17609 | Southern California Edison Co | 57538 | Solar Photovoltaic Project #40 | CA | San Bernardino | S40F | CN | Solar Photovoltaic | PV | Electric Utility | 1 | 0.5 | 0.5 | 0.5
17609 | Southern California Edison Co | 57538 | Solar Photovoltaic Project #40 | CA | San Bernardino | S40G | CN | Solar Photovoltaic | PV | Electric Utility | 1 | 0.5 | 0.5 | 0.5
17609 | Southern California Edison Co | 57538 | Solar Photovoltaic Project #40 | CA | San Bernardino | S40H | CN | Solar Photovoltaic | PV | Electric Utility | 1 | 0.5 | 0.5 | 0.5
17609 | Southern California Edison Co | 57538 | Solar Photovoltaic Project #40 | CA | San Bernardino | S40I | CN | Solar Photovoltaic | PV | Electric Utility | 1 | 0.5 | 0.5 | 0.5
17609 | Southern California Edison Co | 57538 | Solar Photovoltaic Project #40 | CA | San Bernardino | S40J | CN | Solar Photovoltaic | PV | Electric Utility | 1 | 0.5 | 0.5 | 0.5
17609 | Southern California Edison Co | 57538 | Solar Photovoltaic Project #40 | CA | San Bernardino | S40K | CN | Solar Photovoltaic | PV | Electric Utility | 1 | 0.5 | 0.5 | 0.5
17609 | Southern California Edison Co | 57538 | Solar Photovoltaic Project #40 | CA | San Bernardino | S40L | CN | Solar Photovoltaic | PV | Electric Utility | 1 | 0.5 | 0.5 | 0.5
17609 | Southern California Edison Co | 57538 | Solar Photovoltaic Project #40 | CA | San Bernardino | S40M | CN | Solar Photovoltaic | PV | Electric Utility | 1 | 0.5 | 0.5 | 0.5
17609 | Southern California Edison Co | 57538 | Solar Photovoltaic Project #40 | CA | San Bernardino | S40N | CN | Solar Photovoltaic | PV | Electric Utility | 1 | 0.5 | 0.5 | 0.5
17609 | Southern California Edison Co | 57538 | Solar Photovoltaic Project #40 | CA | San Bernardino | S40O | CN | Solar Photovoltaic | PV | Electric Utility | 1 | 0.5 | 0.5 | 0.5
17609 | Southern California Edison Co | 57538 | Solar Photovoltaic Project #40 | CA | San Bernardino | S40P | CN | Solar Photovoltaic | PV | Electric Utility | 1 | 0.5 | 0.5 | 0.5
17609 | Southern California Edison Co | 57538 | Solar Photovoltaic Project #40 | CA | San Bernardino | S40Q | CN | Solar Photovoltaic | PV | Electric Utility | 1 | 0.5 | 0.5 | 0.5
17609 | Southern California Edison Co | 57538 | Solar Photovoltaic Project #40 | CA | San Bernardino | S40R | CN | Solar Photovoltaic | PV | Electric Utility | 1 | 0.5 | 0.5 | 0.5
17609 | Southern California Edison Co | 57538 | Solar Photovoltaic Project #40 | CA | San Bernardino | S40S | CN | Solar Photovoltaic | PV | Electric Utility | 1 | 0.5 | 0.5 | 0.5
17609 | Southern California Edison Co | 57538 | Solar Photovoltaic Project #40 | CA | San Bernardino | S40T | CN | Solar Photovoltaic | PV | Electric Utility | 1 | 0.5 | 0.5 | 0.5
17609 | Southern California Edison Co | 57539 | Solar Photovoltaic Project #41 | CA | San Bernardino | S41A | CN | Solar Photovoltaic | PV | Electric Utility | 1 | 0.5 | 0.5 | 0.5
17609 | Southern California Edison Co | 57539 | Solar Photovoltaic Project #41 | CA | San Bernardino | S41B | CN | Solar Photovoltaic | PV | Electric Utility | 1 | 0.5 | 0.5 | 0.5
17609 | Southern California Edison Co | 57539 | Solar Photovoltaic Project #41 | CA | San Bernardino | S41C | CN | Solar Photovoltaic | PV | Electric Utility | 1 | 0.5 | 0.5 | 0.5
17609 | Southern California Edison Co | 57539 | Solar Photovoltaic Project #41 | CA | San Bernardino | S41D | CN | Solar Photovoltaic | PV | Electric Utility | 1 | 0.5 | 0.5 | 0.5
17609 | Southern California Edison Co | 57539 | Solar Photovoltaic Project #41 | CA | San Bernardino | S41E | CN | Solar Photovoltaic | PV | Electric Utility | 1 | 0.5 | 0.5 | 0.5
17609 | Southern California Edison Co | 57539 | Solar Photovoltaic Project #41 | CA | San Bernardino | S41F | CN | Solar Photovoltaic | PV | Electric Utility | 1 | 0.5 | 0.5 | 0.5
17609 | Southern California Edison Co | 57539 | Solar Photovoltaic Project #41 | CA | San Bernardino | S41G | CN | Solar Photovoltaic | PV | Electric Utility | 1 | 0.5 | 0.5 | 0.5
17609 | Southern California Edison Co | 57539 | Solar Photovoltaic Project #41 | CA | San Bernardino | S41H | CN | Solar Photovoltaic | PV | Electric Utility | 1 | 0.5 | 0.5 | 0.5
17609 | Southern California Edison Co | 57539 | Solar Photovoltaic Project #41 | CA | San Bernardino | S41I | CN | Solar Photovoltaic | PV | Electric Utility | 1 | 0.5 | 0.5 | 0.5
17609 | Southern California Edison Co | 57539 | Solar Photovoltaic Project #41 | CA | San Bernardino | S41J | CN | Solar Photovoltaic | PV | Electric Utility | 1 | 0.5 | 0.5 | 0.5
17609 | Southern California Edison Co | 57539 | Solar Photovoltaic Project #41 | CA | San Bernardino | S41K | CN | Solar Photovoltaic | PV | Electric Utility | 1 | 0.5 | 0.5 | 0.5
17609 | Southern California Edison Co | 57539 | Solar Photovoltaic Project #41 | CA | San Bernardino | S41L | CN | Solar Photovoltaic | PV | Electric Utility | 1 | 0.5 | 0.5 | 0.5
17609 | Southern California Edison Co | 57539 | Solar Photovoltaic Project #41 | CA | San Bernardino | S41M | CN | Solar Photovoltaic | PV | Electric Utility | 1 | 0.5 | 0.5 | 0.5
17609 | Southern California Edison Co | 57539 | Solar Photovoltaic Project #41 | CA | San Bernardino | S41N | CN | Solar Photovoltaic | PV | Electric Utility | 1 | 0.5 | 0.5 | 0.5
17609 | Southern California Edison Co | 57539 | Solar Photovoltaic Project #41 | CA | San Bernardino | S41O | CN | Solar Photovoltaic | PV | Electric Utility | 1 | 0.5 | 0.5 | 0.5
17609 | Southern California Edison Co | 57539 | Solar Photovoltaic Project #41 | CA | San Bernardino | S41P | CN | Solar Photovoltaic | PV | Electric Utility | 1 | 0.5 | 0.5 | 0.5
17609 | Southern California Edison Co | 57539 | Solar Photovoltaic Project #41 | CA | San Bernardino | S41Q | CN | Solar Photovoltaic | PV | Electric Utility | 1 | 0.5 | 0.5 | 0.5
17609 | Southern California Edison Co | 57539 | Solar Photovoltaic Project #41 | CA | San Bernardino | S41R | CN | Solar Photovoltaic | PV | Electric Utility | 1 | 0.5 | 0.5 | 0.5
17609 | Southern California Edison Co | 57539 | Solar Photovoltaic Project #41 | CA | San Bernardino | S41S | CN | Solar Photovoltaic | PV | Electric Utility | 1 | 0.5 | 0.5 | 0.5
17609 | Southern California Edison Co | 57539 | Solar Photovoltaic Project #41 | CA | San Bernardino | S41T | CN | Solar Photovoltaic | PV | Electric Utility | 1 | 0.5 | 0.5 | 0.5
17609 | Southern California Edison Co | 57541 | Solar Photovoltaic Project #45 | CA | Riverside | S45A | CN | Solar Photovoltaic | PV | Electric Utility | 1 | 0.5 | 0.5 | 0.5
17609 | Southern California Edison Co | 57541 | Solar Photovoltaic Project #45 | CA | Riverside | S45B | CN | Solar Photovoltaic | PV | Electric Utility | 1 | 0.5 | 0.5 | 0.5
17609 | Southern California Edison Co | 57541 | Solar Photovoltaic Project #45 | CA | Riverside | S45C | CN | Solar Photovoltaic | PV | Electric Utility | 1 | 0.5 | 0.5 | 0.5
17609 | Southern California Edison Co | 57541 | Solar Photovoltaic Project #45 | CA | Riverside | S45D | CN | Solar Photovoltaic | PV | Electric Utility | 1 | 0.5 | 0.5 | 0.5
17609 | Southern California Edison Co | 57541 | Solar Photovoltaic Project #45 | CA | Riverside | S45E | CN | Solar Photovoltaic | PV | Electric Utility | 1 | 0.5 | 0.5 | 0.5
17609 | Southern California Edison Co | 57541 | Solar Photovoltaic Project #45 | CA | Riverside | S45F | CN | Solar Photovoltaic | PV | Electric Utility | 1 | 0.5 | 0.5 | 0.5
17609 | Southern California Edison Co | 57541 | Solar Photovoltaic Project #45 | CA | Riverside | S45G | CN | Solar Photovoltaic | PV | Electric Utility | 1 | 0.5 | 0.5 | 0.5
17609 | Southern California Edison Co | 57541 | Solar Photovoltaic Project #45 | CA | Riverside | S45H | CN | Solar Photovoltaic | PV | Electric Utility | 1 | 0.5 | 0.5 | 0.5
17609 | Southern California Edison Co | 57541 | Solar Photovoltaic Project #45 | CA | Riverside | S45I | CN | Solar Photovoltaic | PV | Electric Utility | 1 | 0.5 | 0.5 | 0.5
17609 | Southern California Edison Co | 57541 | Solar Photovoltaic Project #45 | CA | Riverside | S45J | CN | Solar Photovoltaic | PV | Electric Utility | 1 | 0.5 | 0.5 | 0.5
17609 | Southern California Edison Co | 57541 | Solar Photovoltaic Project #45 | CA | Riverside | S45K | CN | Solar Photovoltaic | PV | Electric Utility | 1 | 0.5 | 0.5 | 0.5
17609 | Southern California Edison Co | 57541 | Solar Photovoltaic Project #45 | CA | Riverside | S45L | CN | Solar Photovoltaic | PV | Electric Utility | 1 | 0.5 | 0.5 | 0.5
17609 | Southern California Edison Co | 57543 | Solar Photovoltaic Project #47 | CA | Los Angeles | S47A | CN | Solar Photovoltaic | PV | Electric Utility | 1 | 0.5 | 0.5 | 0.5
17609 | Southern California Edison Co | 57543 | Solar Photovoltaic Project #47 | CA | Los Angeles | S47B | CN | Solar Photovoltaic | PV | Electric Utility | 1 | 0.5 | 0.5 | 0.5
17609 | Southern California Edison Co | 57545 | SPVP #46 | CA | Kern | S46A | CN | Solar Photovoltaic | PV | Electric Utility | 1 | 0.5 | 0.5 | 0.5
17609 | Southern California Edison Co | 57545 | SPVP #46 | CA | Kern | S46B | CN | Solar Photovoltaic | PV | Electric Utility | 1 | 0.5 | 0.5 | 0.5
17609 | Southern California Edison Co | 57545 | SPVP #46 | CA | Kern | S46C | CN | Solar Photovoltaic | PV | Electric Utility | 1 | 0.5 | 0.5 | 0.5
17609 | Southern California Edison Co | 57545 | SPVP #46 | CA | Kern | S46D | CN | Solar Photovoltaic | PV | Electric Utility | 1 | 0.5 | 0.5 | 0.5
17609 | Southern California Edison Co | 57545 | SPVP #46 | CA | Kern | S46E | CN | Solar Photovoltaic | PV | Electric Utility | 1 | 0.5 | 0.5 | 0.5
17609 | Southern California Edison Co | 57545 | SPVP #46 | CA | Kern | S46F | CN | Solar Photovoltaic | PV | Electric Utility | 1 | 0.5 | 0.5 | 0.5
17609 | Southern California Edison Co | 57545 | SPVP #46 | CA | Kern | S46G | CN | Solar Photovoltaic | PV | Electric Utility | 1 | 0.5 | 0.5 | 0.5
58863 | Main Street Power | 57765 | Arizona Western College PV | AZ | Yuma | GV1 | RE | Solar Photovoltaic | PV | IPP Non-CHP | 2 | 0.5 | 0.5 | 0.5 | 11 | 2011 | 10 | 2014 | Y | [5 empty] | N | [5 empty] | 0.5 | Y | [5 empty] | N |  | N
58863 | Main Street Power | 57765 | Arizona Western College PV | AZ | Yuma | GV2 | RE | Solar Photovoltaic | PV | IPP Non-CHP | 2 | 0.5 | 0.5 | 0.5 | 11 | 2011 | 10 | 2014 | Y | [5 empty] | N | [5 empty] | 0.5 | Y | [5 empty] | N |  | N
15399 | Avangrid Renewables LLC | 57921 | Kettleman Solar | CA | Kings | 1 | IP | Solar Photovoltaic | PV | IPP Non-CHP | 2 | 22 | 22 | 22
15399 | Avangrid Renewables LLC | 57922 | Dry Lake Solar | AZ | Navajo | 1 | IP | Solar Photovoltaic | PV | IPP Non-CHP | 2 | 50 | 50 | 50
15399 | Avangrid Renewables LLC | 57923 | Tierra Bonita Solar | CA | Los Angeles | 1 | CN | Solar Photovoltaic | PV | IPP Non-CHP | 2 | 22 | 22 | 22
15399 | Avangrid Renewables LLC | 57924 | Klamath Solar | OR | Klamath | 1 | IP | Solar Photovoltaic | PV | IPP Non-CHP | 2 | 5 | 5 | 5
11204 | Los Alamos County | 58256 | Los Alamos PV Site | NM | Los Alamos | 4 | IP | Solar Photovoltaic | PV | Electric Utility | 1 | 1 | 1 | 1 | [7 empty] | Y | [8 empty] | 0 | Y
56997 | Marina Energy LLC | 58364 | Tissington Solar | NJ | Sussex | MC | IP | Solar Photovoltaic | PV | Commercial Non-CHP | 4 | 4.6 | 4.6 | 4.6
57369 | Apple, Inc | 58466 | Mesa Solar Array | AZ | Maricopa | MSA1 | RE | Solar Photovoltaic | PV | IPP Non-CHP | 2 | 4 | 4 | 4 | 3 | 2013 | 3 | 2016 |  |  |  | Y | [8 empty] | 4.1 |  | Y
58549 | County of Alameda GSA | 58625 | Santa Rita Jail | CA | Alameda | SRJPV | RE | Solar Photovoltaic | PV | IPP CHP | 3 | 0.8 | 0.7 | 0.5 | 9 | 2001 | 1 | 2014 |  | N | N | N | [9 empty] | N
58658 | Sunlight Partners | 58723 | Colin Solar | NC | Rutherford | PV1 | IP | Solar Photovoltaic | PV | IPP Non-CHP | 2 | 4 | 4 | 4 | [7 empty] | Y | [9 empty] | Y
58658 | Sunlight Partners | 58724 | Duck Solar | NC | Rutherford | PV1 | IP | Solar Photovoltaic | PV | IPP Non-CHP | 2 | 5 | 5 | 5 | [7 empty] | Y | [9 empty] | Y
58658 | Sunlight Partners | 58727 | Hawkins Solar | NC | Rockingham | PV1 | IP | Solar Photovoltaic | PV | IPP Non-CHP | 2 | 5 | 5 | 5 | [7 empty] | Y | [9 empty] | Y
58658 | Sunlight Partners | 58728 | Katherine Solar | NC | Alamance | PV1 | IP | Solar Photovoltaic | PV | IPP Non-CHP | 2 | 5 | 5 | 5 | [7 empty] | Y | [9 empty] | Y
58658 | Sunlight Partners | 58733 | Austin Solar | NC | Catawba | PV1 | IP | Solar Photovoltaic | PV | IPP Non-CHP | 2 | 2 | 2 | 2 | [7 empty] | Y | [9 empty] | Y
58658 | Sunlight Partners | 58737 | Binks Solar | NC | Orange | PV1 | IP | Solar Photovoltaic | PV | IPP Non-CHP | 2 | 4 | 4 | 4 | [7 empty] | Y | [9 empty] | Y
58658 | Sunlight Partners | 58743 | RJ Solar | NC | Catawba | PV1 | IP | Solar Photovoltaic | PV | IPP Non-CHP | 2 | 5 | 5 | 5 | [7 empty] | Y | [9 empty] | Y
58658 | Sunlight Partners | 58744 | Shadow Solar | NC | Rutherford | PV1 | IP | Solar Photovoltaic | PV | IPP Non-CHP | 2 | 3 | 3 | 3 | [7 empty] | Y | [9 empty] | Y
58673 | Longhorn Holdings, LLC | 58781 | Longhorn Holdings | NC | Richmond | PV1 | CN | Solar Photovoltaic | PV | IPP Non-CHP | 2 | 5 | 5 | 5
58694 | Argand Energy Solutions, LLC | 58804 | McCaskey Solar Farm, LLC | NC | Martin | INV1 | IP | Solar Photovoltaic | PV | IPP Non-CHP | 2 | 0.3 | 0.3 | 0.3 | [14 empty] | 35 | 25 | [7 empty] | N
58694 | Argand Energy Solutions, LLC | 58804 | McCaskey Solar Farm, LLC | NC | Martin | INV2 | IP | Solar Photovoltaic | PV | IPP Non-CHP | 2 | 0.3 | 0.3 | 0.3 | [14 empty] | 35 | 25 | [7 empty] | N
58694 | Argand Energy Solutions, LLC | 58804 | McCaskey Solar Farm, LLC | NC | Martin | INV3 | IP | Solar Photovoltaic | PV | IPP Non-CHP | 2 | 0.3 | 0.3 | 0.3 | [14 empty] | 35 | 25 | [7 empty] | N
58694 | Argand Energy Solutions, LLC | 58804 | McCaskey Solar Farm, LLC | NC | Martin | INV4 | IP | Solar Photovoltaic | PV | IPP Non-CHP | 2 | 0.3 | 0.3 | 0.3
58694 | Argand Energy Solutions, LLC | 58804 | McCaskey Solar Farm, LLC | NC | Martin | INV5 | IP | Solar Photovoltaic | PV | IPP Non-CHP | 2 | 0.3 | 0.3 | 0.3
58694 | Argand Energy Solutions, LLC | 58804 | McCaskey Solar Farm, LLC | NC | Martin | INV6 | IP | Solar Photovoltaic | PV | IPP Non-CHP | 2 | 0.3 | 0.3 | 0.3
58694 | Argand Energy Solutions, LLC | 58804 | McCaskey Solar Farm, LLC | NC | Martin | INV7 | IP | Solar Photovoltaic | PV | IPP Non-CHP | 2 | 0.3 | 0.3 | 0.3
58694 | Argand Energy Solutions, LLC | 58804 | McCaskey Solar Farm, LLC | NC | Martin | INV8 | IP | Solar Photovoltaic | PV | IPP Non-CHP | 2 | 0.3 | 0.3 | 0.3
58523 | Enerdyne Power Systems Inc | 59036 | Onslow Energy | NC | Onslow | GEN 1 | IP | Solar Photovoltaic | PV | IPP Non-CHP | 2 | 1.5 | 1.5 | 1.5
58695 | Coronal Development Services | 59159 | Tower Solar Center LLC | NC | Lincoln | TSC 1 | IP | Solar Photovoltaic | PV | IPP Non-CHP | 2 | 5 | 5 | 5
58695 | Coronal Development Services | 59160 | Pinewood Solar Center LLC | NC | Rockingham | PSC 1 | IP | Solar Photovoltaic | PV | IPP Non-CHP | 2 | 5 | 5 | 5
58695 | Coronal Development Services | 59161 | Lake Solar Center LLC | NC | Wilson | LSC 1 | IP | Solar Photovoltaic | PV | IPP Non-CHP | 2 | 5 | 5 | 5
58695 | Coronal Development Services | 59165 | Mason Solar Center LLC | NC | Pitt | MSC 1 | IP | Solar Photovoltaic | PV | IPP Non-CHP | 2 | 15.3 | 15.3 | 15.3
59002 | Garland Farm LLC | 59209 | Garland Farm | NC | Sampson | PV1 | CN | Solar Photovoltaic | PV | IPP Non-CHP | 2 | 5 | 5 | 5
59006 | Calypso Farm LLC | 59212 | Calypso Farm | NC | Duplin | PV1 | CN | Solar Photovoltaic | PV | IPP Non-CHP | 2 | 5 | 5 | 5
58661 | Sustainable Power Group, LLC | 59263 | Con Dios Solar 3 | CA | San Bernardino | COND3 | IP | Solar Photovoltaic | PV | IPP Non-CHP | 2 | 1.5 | 1.5 | 1.5
58661 | Sustainable Power Group, LLC | 59264 | Con Dios Solar 11 | CA | San Bernardino | CON11 | IP | Solar Photovoltaic | PV | IPP Non-CHP | 2 | 1.5 | 1.5 | 1.5
59173 | City of Tulare Water Pollution Control | 59395 | City of Tulare Water Facility | CA | Tulare | PV302 | RE | Solar Photovoltaic | PV | Commercial Non-CHP | 4 | 0.1 | 0.1 | 0.1 | 10 | 2007 | 12 | 2016 |  |  |  | Y | [6 empty] | 180 | 40 | 0.1 | Y | [5 empty] | Y | 0.1 | N
59343 | Maricopa East Solar PV, LLC | 59609 | Maricopa East Solar | CA | Kern | MES | CN | Solar Photovoltaic | PV | IPP Non-CHP | 2 | 18 | 18 | 18
59438 | Innovative Solar 53, LLC | 59668 | Innovative Solar 53 | NC | Hoke | IS053 | CN | Solar Photovoltaic | PV | IPP Non-CHP | 2 | 40 | 40 | 40
59470 | Pocatello Solar 1, LLC | 59696 | Pocatello Solar | ID | Bannock | PAPV1 | CN | Solar Photovoltaic | PV | IPP Non-CHP | 2 | 20 | 20 | 20
59520 | BWC Origination 5, LLC | 59753 | BlueWave Capital-Mattapoisett (SREC II) | MA | Plymouth | 1 | CN | Solar Photovoltaic | PV | IPP Non-CHP | 2 | 4.5 | 4.5 | 4.5 | [23 empty] | N |  | N
60163 | Soltage LLC | 59795 | Ahoskie | NC | Hertford | FLS1 | IP | Solar Photovoltaic | PV | IPP Non-CHP | 2 | 5 | 5 | 5
11208 | Los Angeles Department of Water & Power | 59799 | Foothill Solar Project | CA | Los Angeles | W4528 | IP | Solar Photovoltaic | PV | IPP Non-CHP | 2 | 1.1 | 1.1 | 1.1
59992 | Caprock Solar 2, LLC | 59846 | Caprock Solar 2 LLC | NM | Quay | PV1 | IP | Solar Photovoltaic | PV | IPP Non-CHP | 2 | 30 | 30 | 30
56694 | Thermo No 1 BE 01 LLC | 59883 | Thermo Solar PV-01 | UT | Beaver | SOLAR | IP | Solar Photovoltaic | PV | IPP Non-CHP | 2 | 2.9 | 2.9 | 2.9
59365 | Capital Power Corporation | 59892 | Hopeful Solar LLC | GA | Mitchell | GEN | CN | Solar Photovoltaic | PV | IPP Non-CHP | 2 | 20.7 | 20.7 | 20.7
59669 | Louisburg Solar LLC | 59895 | Louisburg Solar | NC | Franklin | 5MWPV | CN | Solar Photovoltaic | PV | IPP Non-CHP | 2 | 5 | 5 | 5
59681 | Smithfield Solar LLC | 59920 | Smithfield Solar LLC | NC | Johnston | 5MWPV | CN | Solar Photovoltaic | PV | IPP Non-CHP | 2 | 5 | 5 | 5
59772 | SunE Solar XVIII Project 1, LLC | 60031 | SunE Redlands | CA | San Bernardino | RDNDS | CN | Solar Photovoltaic | PV | IPP Non-CHP | 2 | 1.5 | 1.5 | 1.5 | [14 empty] | 180 | 0 | [7 empty] | N |  | N
59840 | Wallace Solar 2 LLC | 60090 | Wallace Solar 2 | NC | Duplin | 2MWPV | IP | Solar Photovoltaic | PV | IPP Non-CHP | 2 | 1.9 | 1.9 | 1.9
60163 | Soltage LLC | 60144 | Baltimore Church Solar, LLC | NC | Robeson | FLS1 | IP | Solar Photovoltaic | PV | IPP Non-CHP | 2 | 4.5 | 5.4 | 5.4
13781 | Northern States Power Co - Minnesota | 60203 | Wheaton Solar | WI |  | 1 | IP | Solar Photovoltaic | PV | Electric Utility | 1 | 3.8 | 3.5 | 3.5 | [7 empty] | Y | [9 empty] | Y
61060 | Cypress Creek Renewables | 60284 | Organ Church Solar | NC | Rowan | PV1 | IP | Solar Photovoltaic | PV | IPP Non-CHP | 2 | 5 | 4.9 | 4.9
61060 | Cypress Creek Renewables | 60286 | Climax Solar | NC | Randolph | PV1 | IP | Solar Photovoltaic | PV | IPP Non-CHP | 2 | 5 | 4.9 | 4.9
61060 | Cypress Creek Renewables | 60290 | Jester Solar | NC | Wayne | PV1 | IP | Solar Photovoltaic | PV | IPP Non-CHP | 2 | 5 | 4.9 | 4.9
61060 | Cypress Creek Renewables | 60291 | Trinity Solar | NC | Randolph | PV1 | IP | Solar Photovoltaic | PV | IPP Non-CHP | 2 | 5 | 4.9 | 4.9
61060 | Cypress Creek Renewables | 60292 | Whiteville Solar 2 | NC | Columbus | PV1 | IP | Solar Photovoltaic | PV | IPP Non-CHP | 2 | 5 | 4.9 | 4.9
61060 | Cypress Creek Renewables | 60294 | Crawford Solar | NC | Richmond | PV1 | IP | Solar Photovoltaic | PV | IPP Non-CHP | 2 | 5 | 4.9 | 4.9
61060 | Cypress Creek Renewables | 60295 | Crimson Solar | NC | Onslow | PV1 | IP | Solar Photovoltaic | PV | IPP Non-CHP | 2 | 5 | 4.9 | 4.9
60095 | High Pockets Solar, LLC | 60305 | High Pockets Solar | NC | Cleveland | PV1 | CN | Solar Photovoltaic | PV | IPP Non-CHP | 2 | 1.9 | 1.9 | 1.9
17650 | Southern Power Co | 60372 | Lamesa Solar | TX | Dawson | LSPV2 | CN | Solar Photovoltaic | PV | IPP Non-CHP | 2 | 100 | 100 | 100
60179 | Duroc Holdings, LLC | 60379 | Duroc Holdings | NC | Davie | PV1 | CN | Solar Photovoltaic | PV | IPP Non-CHP | 2 | 5 | 5 | 5
60333 | Peanut Solar LLC | 60557 | Peanut Solar | NC | Cleveland | PV1 | IP | Solar Photovoltaic | PV | IPP Non-CHP | 2 | 5 | 5 | 5
60947 | Tesla Inc. | 60606 | CMEEC - Hollyhock Solar | CT | New London | PV1 | IP | Solar Photovoltaic | PV | IPP Non-CHP | 2 | 6 | 6 | 6 | [14 empty] | 180 | 25 | 4.8 | [6 empty] | Y | 4.8 | N
61060 | Cypress Creek Renewables | 60828 | Osceola Solar, LLC | NC | Alamance | PV1 | CN | Solar Photovoltaic | PV | IPP Non-CHP | 2 | 5 | 5 | 5
61060 | Cypress Creek Renewables | 60829 | Eastway Solar, LLC | NC | Bladen | PV1 | IP | Solar Photovoltaic | PV | IPP Non-CHP | 2 | 4.9 | 4.9 | 4.9
60527 | Milestone Wildomar LLC | 60872 | Wildomar Solar | CA | Riverside | WILD1 | CN | Solar Photovoltaic | PV | IPP Non-CHP | 2 | 1.2 | 1.2 | 1.2
60604 | Mountain Lion Solar, LLC | 60950 | Mountain Lion Solar | NC | Polk | PV1 | CN | Solar Photovoltaic | PV | IPP Non-CHP | 2 | 1.7 | 1.7 | 1.7
60603 | Eisenhower Solar, LLC | 60963 | Eisenhower Solar | NC | Nash | PV1 | IP | Solar Photovoltaic | PV | IPP Non-CHP | 2 | 5 | 5 | 5
60601 | River Otter Solar, LLC | 60969 | River Otter Solar | NC | Moore | PV1 | CN | Solar Photovoltaic | PV | IPP Non-CHP | 2 | 5 | 5 | 5
60602 | Tyler Solar, LLC | 60970 | Tyler Solar | NC | Granville | PV1 | IP | Solar Photovoltaic | PV | IPP Non-CHP | 2 | 5 | 5 | 5
60520 | SoCore Energy LLC | 60977 | Dakota Solar | MN | Dakota | PV1 | CN | Solar Photovoltaic | PV | IPP Non-CHP | 2 | 1 | 1 | 1
60520 | SoCore Energy LLC | 60977 | Dakota Solar | MN | Dakota | PV2 | CN | Solar Photovoltaic | PV | IPP Non-CHP | 2 | 1 | 1 | 1
60520 | SoCore Energy LLC | 60977 | Dakota Solar | MN | Dakota | PV3 | CN | Solar Photovoltaic | PV | IPP Non-CHP | 2 | 1 | 1 | 1
60735 | Pristine Sun Fund 8, LLC | 61123 | SCWA R5 Pond Solar | CA | Sonoma | SKYR5 | CN | Solar Photovoltaic | PV | IPP Non-CHP | 2 | 2 | 2 | 2
60817 | Winton Solar 2 LLC | 61188 | Winton Solar 2 | NC | Hertford | PV1 | IP | Solar Photovoltaic | PV | IPP Non-CHP | 2 | 1 | 1 | 1
60998 | Utica Aero Solar Max | 61361 | Utica Aero Solar Max PV | OH | Licking | UASM | CN | Solar Photovoltaic | PV | IPP Non-CHP | 2 | 12 | 12 | 12
61060 | Cypress Creek Renewables | 61531 | Island Grove Solar | NC | Robeson | GEN1 | IP | Solar Photovoltaic | PV | IPP Non-CHP | 2 | 2 | 2 | 2
NOTE: The list only includes those retired generators which were reported in the most current data cycle. This is not a comprehensive list. Starting with March 2017 data, Preliminary Monthly Electric Generator Inventory table (https://www.eia.gov/electricity/data/eia860m/) includes a comprehensive list of generators which retired since 2002. The list can be found on the 'Retired' tab of the data file.

## Operable
2017 Form EIA-860 Data - Schedule 3, 'Solar Technology Data' (Operable Units Only)
Utility ID | Utility Name | Plant Code | Plant Name | State | County | Generator ID | Status | Technology | Prime Mover | Sector Name | Sector | Nameplate Capacity (MW) | Summer Capacity (MW) | Winter Capacity (MW) | Operating Month | Operating Year | Lenses / Mirrors? | Single-Axis Tracking? | Dual-Axis Tracking? | Fixed Tilt? | East West Fixed Tilt? | Parabolic Trough? | Linear Fresnel? | Power Tower? | Dish Engine? | Other Solar Technology? | Azimuth Angle | Tilt Angle | DC Net Capacity (MW) | Crystalline Silicon? | Thin-Film (CdTe)? | Thin-Film (A-Si)? | Thin-Film (CIGS)? | Thin-Film (Other)? | Other Materials? | Net Metering Agreement? | Net Metering DC Capacity (MW) | Virtual Net Metering Agreement? | Virtual Net Metering DC Capacity (MW) | DOM STATE MATCH
16572 | Salt River Project | 141 | Agua Fria | AZ | Maricopa | PV-3 | OP | Solar Photovoltaic | PV | Electric Utility | 1 | 0.2 | 0.2 | 0.2 | 6 | 2001 |  | Y | [8 empty] | 180 | 33.4 | 0.2 | Y | [5 empty] | N |  | N |  | AZ
18454 | Tampa Electric Co | 645 | Big Bend | FL | Hillsborough | 1 | OP | Solar Photovoltaic | PV | Electric Utility | 1 | 19 | 19.4 | 19.4 | 2 | 2017 |  | Y |  |  |  | N | [6 empty] | 23 |  | Y |  |  |  |  | N |  | N |  | FL
7095 | City of Geneseo - (IL) | 944 | Geneseo | IL | Henry | 12 | OP | Solar Photovoltaic | PV | Electric Utility | 1 | 1.2 | 0.9 | 0.9 | 8 | 2015 |  | N |  | Y | [6 empty] | 180 | 30 | 1.2 | Y | [5 empty] | N |  | N |  | IL
16179 | Rochelle Municipal Utilities | 960 | North Ninth Street | IL | Ogle | SOL1 | OP | Solar Photovoltaic | PV | Electric Utility | 1 | 0.3 | 0.3 | 0.3 | 11 | 2014 |  | N |  | Y | [6 empty] | 180 | 25 | 0.3 | Y | [5 empty] | Y | 0.3 | N |  | IL
14201 | City of Osage - (IA) | 1172 | Osage (IA) | IA | Mitchell | SO | OP | Solar Photovoltaic | PV | Electric Utility | 1 | 0.8 | 0.8 | 0.1 | 11 | 2016 |  |  |  | Y | [6 empty] | 35 | 35 | 0.9 | Y | [5 empty] | N |  | N |  | IA
10171 | Kentucky Utilities Co | 1355 | E W Brown | KY | Mercer | SOLAR | OP | Solar Photovoltaic | PV | Electric Utility | 1 | 10 | 10 | 10 | 5 | 2016 |  |  |  | Y | [6 empty] | 180 | 16 | 10 | Y | [5 empty] | N |  | N |  | KY
4922 | Dayton Power & Light Co | 2854 | Yankee Street | OH | Montgomery | YS1 | OP | Solar Photovoltaic | PV | Electric Utility | 1 | 1.1 | 1.1 | 1.1 | 3 | 2010 |  |  |  | Y | [6 empty] | 180 | 25 | 1.1 | Y |  | Y |  |  |  | N |  | N |  | OH
14063 | Oklahoma Gas & Electric Co | 2953 | Mustang | OK | Canadian | SLR1 | OP | Solar Photovoltaic | PV | Electric Utility | 1 | 2.5 | 2.5 | 2.5 | 8 | 2015 |  | Y |  | Y | [6 empty] | 180 | 25 | 3 | Y | [5 empty] | N |  | N |  | OK
56211 | KCP&L Greater Missouri Operations Co | 6074 | Greenwood (MO) | MO | Jackson | 5 | OP | Solar Photovoltaic | PV | Electric Utility | 1 | 3 | 3 | 3 | 6 | 2016 |  |  |  | Y | [6 empty] | 185 | 15 | 3.6 | Y | [5 empty] | N |  | N |  | MO
24211 | Tucson Electric Power Co | 8223 | Springerville | AZ | Apache | SGSS | OP | Solar Photovoltaic | PV | Electric Utility | 1 | 3.7 | 3.7 | 3.7 | 5 | 2001 |  |  |  | Y | [6 empty] | 180 | 25 | 4.6 | Y | Y |  |  |  |  | N |  | N |  | AZ
24211 | Tucson Electric Power Co | 8223 | Springerville | AZ | Apache | SGSS1 | OP | Solar Photovoltaic | PV | Electric Utility | 1 | 1.4 | 1.4 | 1.4 | 12 | 2010 |  |  |  | Y | [6 empty] | 180 | 25 | 1.8 | Y | [5 empty] | N |  | N |  | AZ
24211 | Tucson Electric Power Co | 8223 | Springerville | AZ | Apache | WMS | OP | Solar Photovoltaic | PV | Electric Utility | 1 | 8.3 | 8.3 | 8.3 | 12 | 2014 | N | Y |  | N | [6 empty] | 180 | 25 | 10 | Y | [5 empty] | N |  | N |  | AZ
7049 | General Electric Aircraft Engines | 10029 | General Electric Aircraft Engines | MA | Essex | PV | OP | Solar Photovoltaic | PV | Industrial CHP | 7 | 2.1 | 2.1 | 2.1 | 5 | 2017 |  |  |  | Y | [6 empty] | 180 | 25 | 1.9 | Y | [5 empty] | N |  | N |  | MA
12311 | Merck & Co Inc | 10224 | Merck Rahway Power Plant | NJ | Union | SOLAR | OP | Solar Photovoltaic | PV | Industrial CHP | 7 | 0.5 | 0.5 | 0.5 | 12 | 2005 |  |  |  | Y | [6 empty] | 5 | 5 | 0.5 | Y | [5 empty] | N |  | N |  | NJ
60246 | Sunray Energy 2, LLC | 10437 | Sunray 2 | CA | San Bernardino | SUN2 | OP | Solar Photovoltaic | PV | IPP Non-CHP | 2 | 20 | 20 | 18.5 | 6 | 2017 |  | Y | [8 empty] | 180 |  | 26.9 | Y | [5 empty] | N |  | N |  | CA
60247 | Sunray Energy 3 LLC | 10438 | Sunray 3 | CA | San Bernardino | SUN3 | OP | Solar Photovoltaic | PV | IPP Non-CHP | 2 | 13.8 | 13.8 | 13 | 6 | 2017 |  | Y | [8 empty] | 180 |  | 13.8 | Y | [5 empty] | N |  | N |  | CA
55711 | FPL Energy Operating Services Inc - SEGS | 10439 | SEGS III | CA | San Bernardino | GEN1 | OP | Solar Thermal without Energy Storage | ST | IPP Non-CHP | 2 | 34.2 | 36 | 34 | 12 | 1986 | Y | Y |  |  |  | Y | [13 empty] | X |  | X |  | CA
55711 | FPL Energy Operating Services Inc - SEGS | 10440 | SEGS IV | CA | San Bernardino | GEN1 | OP | Solar Thermal without Energy Storage | ST | IPP Non-CHP | 2 | 34.2 | 36 | 34 | 12 | 1986 | Y | Y |  |  |  | Y | [13 empty] | X |  | X |  | CA
55711 | FPL Energy Operating Services Inc - SEGS | 10441 | SEGS V | CA | San Bernardino | GEN1 | OP | Solar Thermal without Energy Storage | ST | IPP Non-CHP | 2 | 34.2 | 36 | 34 | 10 | 1987 | Y | Y |  |  |  | Y | [13 empty] | X |  | X |  | CA
55711 | FPL Energy Operating Services Inc - SEGS | 10442 | SEGS VI | CA | San Bernardino | GEN1 | OP | Solar Thermal without Energy Storage | ST | IPP Non-CHP | 2 | 35 | 36 | 35 | 12 | 1988 | Y | Y |  |  |  | Y | [13 empty] | X |  | X |  | CA
55711 | FPL Energy Operating Services Inc - SEGS | 10443 | SEGS VII | CA | San Bernardino | GEN1 | OP | Solar Thermal without Energy Storage | ST | IPP Non-CHP | 2 | 35 | 36 | 35 | 12 | 1988 | Y | Y |  |  |  | Y | [13 empty] | X |  | X |  | CA
55711 | FPL Energy Operating Services Inc - SEGS | 10444 | SEGS VIII | CA | San Bernardino | GEN1 | OP | Solar Thermal without Energy Storage | ST | IPP Non-CHP | 2 | 92 | 88 | 64 | 12 | 1989 | Y | Y |  |  |  | Y | [13 empty] | X |  | X |  | CA
55711 | FPL Energy Operating Services Inc - SEGS | 10446 | SEGS IX | CA | San Bernardino | GEN1 | OP | Solar Thermal without Energy Storage | ST | IPP Non-CHP | 2 | 92 | 88 | 64 | 9 | 1990 | Y | Y |  |  |  | Y | [13 empty] | X |  | X |  | CA
11427 | Massachusetts Wtr Rauth-Deer I | 10823 | Deer Island Treatment Plant | MA | Suffolk | PV101 | OP | Solar Photovoltaic | PV | Commercial CHP | 5 | 0.1 | 0.1 | 0.1 | 5 | 2008 |  | N |  | Y | [6 empty] | 180 | 15 | 0.7 | Y | [5 empty] | N |  | N |  | MA
16625 | San Diego State University | 50061 | San Diego State University | CA | San Diego | GEN5 | OP | Solar Photovoltaic | PV | Commercial CHP | 5 | 0.1 | 0.1 | 0.1 | 9 | 2009 |  |  |  | Y | [6 empty] | 185 | 35 | 0.1 | Y | [5 empty] | Y | 0.1 | N |  | CA
16625 | San Diego State University | 50061 | San Diego State University | CA | San Diego | GEN6 | OP | Solar Photovoltaic | PV | Commercial CHP | 5 | 0.3 | 0.3 | 0.2 | 10 | 2011 |  |  |  | Y | [6 empty] | 265 | 5 | 0.4 | Y | [5 empty] | Y | 0.4 | N |  | CA
16625 | San Diego State University | 50061 | San Diego State University | CA | San Diego | GEN7 | OP | Solar Photovoltaic | PV | Commercial CHP | 5 | 0.3 | 0.3 | 0.2 | 4 | 2012 |  |  |  | Y | [6 empty] | 180 | 15 | 0.3 | Y | [5 empty] | Y | 0.3 | N |  | CA
16625 | San Diego State University | 50061 | San Diego State University | CA | San Diego | GEN8 | OP | Solar Photovoltaic | PV | Commercial CHP | 5 | 0.1 | 0.1 | 0.1 | 3 | 2014 |  |  |  | Y | [5 empty] | N | 180 | 10 | 0.1 | Y | [5 empty] | Y | 0.1 | N |  | CA
50131 | Enel Stillwater LLC | 50765 | Stillwater Facility | NV | Churchill | 1 | OP | Solar Photovoltaic | PV | IPP Non-CHP | 2 | 22 | 21.8 | 21.8 | 4 | 2012 |  |  |  | Y | [6 empty] | 180 | 16.2 | 26.2 | Y | [5 empty] | N |  | N |  | NV
13943 | Ocean County Utilities Auth | 54569 | Bayville Central Facility | NJ | Ocean | CPV1 | OP | Solar Photovoltaic | PV | Commercial CHP | 5 | 0.2 | 0.2 | 0.1 | 5 | 2007 |  |  |  | Y | [6 empty] | 90 | 10 | 0.2 | Y | [5 empty] | N |  | N |  | NJ
803 | Arizona Public Service Co | 56228 | Prescott Airport | AZ | Yavapai | PV1 | OP | Solar Photovoltaic | PV | Electric Utility | 1 | 2.1 | 2.1 | 2.1 | 10 | 2002 |  | Y | [9 empty] | 30 | 2.1 | Y | [5 empty] | N |  | N |  | AZ
15500 | Puget Sound Energy Inc | 56322 | Wild Horse | WA | Kittitas | WHS1 | OP | Solar Photovoltaic | PV | Electric Utility | 1 | 0.5 | 0.5 | 0.5 | 10 | 2007 |  |  |  | Y | [6 empty] | 180 | 37 | 0.5 | Y | [5 empty] | N |  | N |  | WA
55744 | Acciona Solar Power | 56405 | Nevada Solar One | NV | Clark | ONE | OP | Solar Thermal without Energy Storage | ST | IPP Non-CHP | 2 | 75.7 | 68.5 | 40 | 6 | 2007 |  | Y |  |  |  | Y | [13 empty] | X |  | X |  | NV
54902 | SunE Alamosa1 LLC | 56481 | SunE Alamosa | CO | Alamosa | 1 | OP | Solar Photovoltaic | PV | IPP Non-CHP | 2 | 1 | 1 | 1 | 12 | 2007 |  | Y | [8 empty] | 180 | 20 | 1 | Y | [5 empty] | Y | 1 | N |  | CO
54902 | SunE Alamosa1 LLC | 56481 | SunE Alamosa | CO | Alamosa | 2 | OP | Solar Photovoltaic | PV | IPP Non-CHP | 2 | 7.2 | 6.7 | 6.7 | 12 | 2007 |  | Y | [8 empty] | 180 | 20 | 7.2 | Y | [5 empty] | Y | 7.2 | N |  | CO
55710 | Barrick Goldstrike Mines Inc | 56500 | Western 102 Power Plant | NV | Storey | PV1 | OP | Solar Photovoltaic | PV | Industrial Non-CHP | 6 | 1 | 1 | 1 | 12 | 2007 |  |  |  | Y | [6 empty] | 180 | 21 | 1.3 | Y | [5 empty] | N |  | N |  | NV
56203 | Solar Star NAFB LLC | 56568 | Nellis Air Force Base Solar Array | NV | Clark | NS1 | OP | Solar Photovoltaic | PV | Commercial Non-CHP | 4 | 4.9 | 4.9 | 4.9 | 10 | 2007 |  | Y | [8 empty] | 0 | 0 | 4.9 | Y | [5 empty] | N |  | N |  | NV
56203 | Solar Star NAFB LLC | 56568 | Nellis Air Force Base Solar Array | NV | Clark | NS2 | OP | Solar Photovoltaic | PV | Commercial Non-CHP | 4 | 5.2 | 5.2 | 5.2 | 11 | 2007 |  | Y | [8 empty] | 0 | 0 | 5.2 | Y | [5 empty] | N |  | N |  | NV
56203 | Solar Star NAFB LLC | 56568 | Nellis Air Force Base Solar Array | NV | Clark | NS3 | OP | Solar Photovoltaic | PV | Commercial Non-CHP | 4 | 3.9 | 3.9 | 3.9 | 12 | 2007 |  | Y | [8 empty] | 0 | 0 | 3.9 | Y | [5 empty] | N |  | N |  | NV
55910 | Lanai Sustainability Research LLC | 56667 | Lanai Solar-Electric Plant | HI | Maui | 0001 | OP | Solar Photovoltaic | PV | IPP Non-CHP | 2 | 0.1 | 0.1 | 0.1 | 12 | 2008 |  | N |  |  | N |  |  |  |  | Y |  |  | 0.1 | Y | [5 empty] | N |  | N |  | HI
55910 | Lanai Sustainability Research LLC | 56667 | Lanai Solar-Electric Plant | HI | Maui | 0002 | OP | Solar Photovoltaic | PV | IPP Non-CHP | 2 | 0.1 | 0.1 | 0.1 | 12 | 2008 |  | N |  |  | N |  |  |  |  | Y |  |  | 0.1 | Y | [5 empty] | N |  | N |  | HI
55910 | Lanai Sustainability Research LLC | 56667 | Lanai Solar-Electric Plant | HI | Maui | 0003 | OP | Solar Photovoltaic | PV | IPP Non-CHP | 2 | 0.1 | 0.1 | 0.1 | 12 | 2008 |  | N |  |  | N |  |  |  |  | Y |  |  | 0.1 | Y | [5 empty] | N |  | N |  | HI
55910 | Lanai Sustainability Research LLC | 56667 | Lanai Solar-Electric Plant | HI | Maui | 0004 | OP | Solar Photovoltaic | PV | IPP Non-CHP | 2 | 0.1 | 0.1 | 0.1 | 12 | 2008 |  | N |  |  | N |  |  |  |  | Y |  |  | 0.1 | Y | [5 empty] | N |  | N |  | HI
55910 | Lanai Sustainability Research LLC | 56667 | Lanai Solar-Electric Plant | HI | Maui | 0005 | OP | Solar Photovoltaic | PV | IPP Non-CHP | 2 | 0.1 | 0.1 | 0.1 | 12 | 2008 |  | N |  |  | N |  |  |  |  | Y |  |  | 0.1 | Y | [5 empty] | N |  | N |  | HI
55910 | Lanai Sustainability Research LLC | 56667 | Lanai Solar-Electric Plant | HI | Maui | 0006 | OP | Solar Photovoltaic | PV | IPP Non-CHP | 2 | 0.1 | 0.1 | 0.1 | 12 | 2008 |  | N |  |  | N |  |  |  |  | Y |  |  | 0.1 | Y | [5 empty] | N |  | N |  | HI
55910 | Lanai Sustainability Research LLC | 56667 | Lanai Solar-Electric Plant | HI | Maui | 0007 | OP | Solar Photovoltaic | PV | IPP Non-CHP | 2 | 0.1 | 0.1 | 0.1 | 12 | 2008 |  | N |  |  | N |  |  |  |  | Y |  |  | 0.1 | Y | [5 empty] | N |  | N |  | HI
55910 | Lanai Sustainability Research LLC | 56667 | Lanai Solar-Electric Plant | HI | Maui | 0008 | OP | Solar Photovoltaic | PV | IPP Non-CHP | 2 | 0.1 | 0.1 | 0.1 | 12 | 2008 |  | N |  |  | N |  |  |  |  | Y |  |  | 0.1 | Y | [5 empty] | N |  | N |  | HI
55910 | Lanai Sustainability Research LLC | 56667 | Lanai Solar-Electric Plant | HI | Maui | 0009 | OP | Solar Photovoltaic | PV | IPP Non-CHP | 2 | 0.1 | 0.1 | 0.1 | 12 | 2008 |  | N |  |  | N |  |  |  |  | Y |  |  | 0.1 | Y | [5 empty] | N |  | N |  | HI
55910 | Lanai Sustainability Research LLC | 56667 | Lanai Solar-Electric Plant | HI | Maui | 0010 | OP | Solar Photovoltaic | PV | IPP Non-CHP | 2 | 0.1 | 0.1 | 0.1 | 12 | 2008 |  | N |  |  | N |  |  |  |  | Y |  |  | 0.1 | Y | [5 empty] | N |  | N |  | HI
55910 | Lanai Sustainability Research LLC | 56667 | Lanai Solar-Electric Plant | HI | Maui | 0011 | OP | Solar Photovoltaic | PV | IPP Non-CHP | 2 | 0.1 | 0.1 | 0.1 | 12 | 2008 |  | N |  |  | N |  |  |  |  | Y |  |  | 0.1 | Y | [5 empty] | N |  | N |  | HI
55910 | Lanai Sustainability Research LLC | 56667 | Lanai Solar-Electric Plant | HI | Maui | 0012 | OP | Solar Photovoltaic | PV | IPP Non-CHP | 2 | 0.1 | 0.1 | 0.1 | 12 | 2008 |  | N |  |  | N |  |  |  |  | Y |  |  | 0.1 | Y | [5 empty] | N |  | N |  | HI
55961 | CalRenew-1 LLC | 56768 | CalRenew-1 | CA | Fresno | CR1 | OP | Solar Photovoltaic | PV | IPP Non-CHP | 2 | 5 | 5 | 5 | 4 | 2010 |  |  |  | Y | [6 empty] | 198 | 20 | 6.3 | Y | [5 empty] | N |  | N |  | CA
56023 | Arizona Solar One LLC | 56812 | Solana Generating Station | AZ | Maricopa | GEN 1 | OP | Solar Thermal with Energy Storage | CP | IPP Non-CHP | 2 | 140 | 147.7 | 140 | 10 | 2013 |  | Y |  |  |  | Y | [13 empty] | N |  | N |  | AZ
56023 | Arizona Solar One LLC | 56812 | Solana Generating Station | AZ | Maricopa | GEN2 | OP | Solar Thermal with Energy Storage | CP | IPP Non-CHP | 2 | 140 | 147.7 | 140 | 10 | 2013 |  | Y |  |  |  | Y | [13 empty] | N |  | N |  | AZ
56028 | MMA Fresno Power LP | 56813 | CSU Fresno Solar Project | CA | Fresno | 1 | OP | Solar Photovoltaic | PV | IPP Non-CHP | 2 | 0.5 | 0.5 | 0.5 | 12 | 2007 |  |  |  | Y | [6 empty] | 180 | 2 | 0.6 | Y | [5 empty] | Y | 0.5 | N |  | CA
56028 | MMA Fresno Power LP | 56813 | CSU Fresno Solar Project | CA | Fresno | 2 | OP | Solar Photovoltaic | PV | IPP Non-CHP | 2 | 0.5 | 0.5 | 0.5 | 12 | 2007 |  |  |  | Y | [6 empty] | 180 | 2 | 0.6 | Y | [5 empty] | Y | 0.5 | N |  | CA
56027 | MMA LA Power LP | 56814 | ELACC Photovoltaic Power Facility | CA | Los Angeles | PV1 | OP | Solar Photovoltaic | PV | IPP Non-CHP | 2 | 0.5 | 0.4 | 0.3 | 5 | 2008 |  |  |  | Y | [6 empty] | 180 | 2 | 0.6 | Y | [5 empty] | Y | 0.5 | N |  | CA
56027 | MMA LA Power LP | 56814 | ELACC Photovoltaic Power Facility | CA | Los Angeles | PV2 | OP | Solar Photovoltaic | PV | IPP Non-CHP | 2 | 0.5 | 0.4 | 0.3 | 5 | 2008 |  |  |  | Y | [6 empty] | 180 | 2 | 0.6 | Y | [5 empty] | Y | 0.5 | N |  | CA
56026 | MMA DAS Power | 56815 | Denver Int Airport | CO | Denver | 1 | OP | Solar Photovoltaic | PV | IPP Non-CHP | 2 | 1.9 | 1.9 | 1.8 | 9 | 2008 |  | Y | [8 empty] | 90 |  | 2 | Y | [5 empty] | Y | 1.8 | N |  | CO
56105 | MMA WBF Power LP | 56862 | Bolthouse S&P and Rowen Farms Solar | CA | Los Angeles | 1 | OP | Solar Photovoltaic | PV | IPP Non-CHP | 2 | 0.3 | 0.3 | 0.3 | 11 | 2008 |  | Y | [8 empty] | 180 | 15 | 0.6 | Y | [5 empty] | Y | 0.3 | N |  | CA
56105 | MMA WBF Power LP | 56862 | Bolthouse S&P and Rowen Farms Solar | CA | Los Angeles | 2 | OP | Solar Photovoltaic | PV | IPP Non-CHP | 2 | 0.3 | 0.3 | 0.3 | 11 | 2008 |  | Y | [8 empty] | 180 | 15 | 0.4 | Y | [5 empty] | Y | 0.3 | N |  | CA
56105 | MMA WBF Power LP | 56862 | Bolthouse S&P and Rowen Farms Solar | CA | Los Angeles | 3 | OP | Solar Photovoltaic | PV | IPP Non-CHP | 2 | 0.3 | 0.3 | 0.3 | 11 | 2008 |  | Y | [8 empty] | 180 | 15 | 0.4 | Y | [5 empty] | Y | 0.3 | N |  | CA
56105 | MMA WBF Power LP | 56862 | Bolthouse S&P and Rowen Farms Solar | CA | Los Angeles | 4 | OP | Solar Photovoltaic | PV | IPP Non-CHP | 2 | 0.3 | 0.3 | 0.3 | 11 | 2008 |  | Y | [8 empty] | 180 | 15 | 0.4 | Y | [5 empty] | Y | 0.3 | N |  | CA
57170 | EDF Renewable Asset Holdings, Inc. | 56875 | Sacramento Soleil LLC | CA | Sacramento | TBD | OP | Solar Photovoltaic | PV | IPP Non-CHP | 2 | 1 | 1 | 1 | 8 | 2008 |  |  |  | Y | [6 empty] | 205 | 45 | 1.3 |  | Y |  |  |  |  | N |  | N |  | CA
59100 | Sunlight General Solar Fund II, LLC | 56877 | Hall's Warehouse Solar Project | NJ | Middlesex | TBD | OP | Solar Photovoltaic | PV | IPP Non-CHP | 2 | 1.6 | 1.6 | 1.6 | 2 | 2009 |  |  |  | Y | [6 empty] | 192 | 5 | 1.8 |  | Y |  |  |  |  | Y | 1.8 | N |  | NJ
57249 | EPP Renewable Energy | 56883 | Pennsauken Solar | NJ | Camden | GEN 1 | OP | Solar Photovoltaic | PV | IPP Non-CHP | 2 | 0.2 | 0.2 | 0.2 | 6 | 2006 |  |  |  | Y | [6 empty] | 0 | 20 | 0.3 | Y | [5 empty] | N |  | N |  | NJ
57249 | EPP Renewable Energy | 56883 | Pennsauken Solar | NJ | Camden | GEN 2 | OP | Solar Photovoltaic | PV | IPP Non-CHP | 2 | 0.2 | 0.2 | 0.2 | 6 | 2006 |  |  |  | Y | [6 empty] | 0 | 20 | 0.3 | Y | [5 empty] | N |  | N |  | NJ
57249 | EPP Renewable Energy | 56883 | Pennsauken Solar | NJ | Camden | GEN 3 | OP | Solar Photovoltaic | PV | IPP Non-CHP | 2 | 0.1 | 0.1 | 0.1 | 12 | 2007 |  |  |  | Y | [6 empty] | 0 | 20 | 0.1 | Y | [5 empty] | N |  | N |  | NJ
57249 | EPP Renewable Energy | 56883 | Pennsauken Solar | NJ | Camden | GEN 4 | OP | Solar Photovoltaic | PV | IPP Non-CHP | 2 | 0.2 | 0.2 | 0.2 | 12 | 2007 |  |  |  | Y | [6 empty] | 0 | 20 | 0.3 | Y | [5 empty] | N |  | N |  | NJ
57249 | EPP Renewable Energy | 56883 | Pennsauken Solar | NJ | Camden | GEN 5 | OP | Solar Photovoltaic | PV | IPP Non-CHP | 2 | 0.1 | 0.1 | 0.1 | 12 | 2007 |  |  |  | Y | [6 empty] | 0 | 20 | 0.1 | Y | [5 empty] | N |  | N |  | NJ
57249 | EPP Renewable Energy | 56883 | Pennsauken Solar | NJ | Camden | GEN 6 | OP | Solar Photovoltaic | PV | IPP Non-CHP | 2 | 0.2 | 0.2 | 0.2 | 12 | 2007 |  |  |  | Y | [6 empty] | 0 | 20 | 0.3 | Y | [5 empty] | N |  | N |  | NJ
57249 | EPP Renewable Energy | 56883 | Pennsauken Solar | NJ | Camden | GEN 7 | OP | Solar Photovoltaic | PV | IPP Non-CHP | 2 | 0.2 | 0.2 | 0.2 | 12 | 2007 |  |  |  | Y | [6 empty] | 0 | 20 | 0.3 | Y | [5 empty] | N |  | N |  | NJ
57249 | EPP Renewable Energy | 56883 | Pennsauken Solar | NJ | Camden | GEN 8 | OP | Solar Photovoltaic | PV | IPP Non-CHP | 2 | 0.2 | 0.2 | 0.2 | 12 | 2007 |  |  |  | Y | [6 empty] | 0 | 20 | 0.3 | Y | [5 empty] | N |  | N |  | NJ
57249 | EPP Renewable Energy | 56883 | Pennsauken Solar | NJ | Camden | GEN 9 | OP | Solar Photovoltaic | PV | IPP Non-CHP | 2 | 0.1 | 0.1 | 0.1 | 12 | 2007 |  |  |  | Y | [6 empty] | 0 | 20 | 0.1 | Y | [5 empty] | N |  | N |  | NJ
57249 | EPP Renewable Energy | 56888 | Warren County Solar | NJ | Warren | GEN 1 | OP | Solar Photovoltaic | PV | IPP Non-CHP | 2 | 0.5 | 0.5 | 0.5 | 6 | 2012 |  | Y | [8 empty] | 0 | 20 | 0.5 | Y | [5 empty] | N |  | N |  | NJ
57249 | EPP Renewable Energy | 56888 | Warren County Solar | NJ | Warren | GEN 2 | OP | Solar Photovoltaic | PV | IPP Non-CHP | 2 | 0.5 | 0.5 | 0.5 | 6 | 2012 |  | Y | [8 empty] | 0 | 20 | 0.5 | Y | [5 empty] | N |  | N |  | NJ
57249 | EPP Renewable Energy | 56888 | Warren County Solar | NJ | Warren | GEN 3 | OP | Solar Photovoltaic | PV | IPP Non-CHP | 2 | 0.5 | 0.5 | 0.5 | 6 | 2012 |  | Y | [8 empty] | 0 | 20 | 0.5 | Y | [5 empty] | N |  | N |  | NJ
57249 | EPP Renewable Energy | 56888 | Warren County Solar | NJ | Warren | GEN 4 | OP | Solar Photovoltaic | PV | IPP Non-CHP | 2 | 0.5 | 0.5 | 0.5 | 6 | 2012 |  | Y | [8 empty] | 0 | 20 | 0.5 | Y | [5 empty] | N |  | N |  | NJ
57249 | EPP Renewable Energy | 56889 | PPL Renewable Energy Merck Solar | NJ | Union | GEN 1 | OP | Solar Photovoltaic | PV | IPP Non-CHP | 2 | 1.7 | 1.7 | 1.7 | 5 | 2009 |  | Y | [8 empty] | 0 | 20 | 1.7 | Y | [5 empty] | N |  | N |  | NJ
57044 | Constellation Solar New Jersey, LLC | 56900 | Atlantic City Convention Center | NJ | Atlantic | 1 | OP | Solar Photovoltaic | PV | Commercial Non-CHP | 4 | 0.5 | 0.5 | 0.3 | 12 | 2008 |  |  |  | Y | [6 empty] | 200 |  | 0.6 | Y | [5 empty] | Y | 0.4 | N |  | NJ
57044 | Constellation Solar New Jersey, LLC | 56900 | Atlantic City Convention Center | NJ | Atlantic | 2 | OP | Solar Photovoltaic | PV | Commercial Non-CHP | 4 | 0.5 | 0.5 | 0.3 | 12 | 2008 |  |  |  | Y | [6 empty] | 200 |  | 0.6 | Y | [5 empty] | Y | 0.4 | N |  | NJ
57044 | Constellation Solar New Jersey, LLC | 56900 | Atlantic City Convention Center | NJ | Atlantic | 3 | OP | Solar Photovoltaic | PV | Commercial Non-CHP | 4 | 0.5 | 0.5 | 0.3 | 12 | 2008 |  |  |  | Y | [6 empty] | 200 |  | 0.6 | Y | [5 empty] | Y | 0.4 | N |  | NJ
57044 | Constellation Solar New Jersey, LLC | 56900 | Atlantic City Convention Center | NJ | Atlantic | 4 | OP | Solar Photovoltaic | PV | Commercial Non-CHP | 4 | 0.5 | 0.5 | 0.3 | 12 | 2008 |  |  |  | Y | [6 empty] | 200 |  | 0.6 | Y | [5 empty] | Y | 0.4 | N |  | NJ
56113 | MMA GDC Power LP | 56909 | Gap Pacific Distribution Center | CA | Fresno | 1 | OP | Solar Photovoltaic | PV | Commercial Non-CHP | 4 | 0.3 | 0.3 | 0.3 | 10 | 2008 |  | Y | [8 empty] | 90 |  | 0.4 | Y | [5 empty] | Y | 0.3 | N |  | CA
56113 | MMA GDC Power LP | 56909 | Gap Pacific Distribution Center | CA | Fresno | 2 | OP | Solar Photovoltaic | PV | Commercial Non-CHP | 4 | 0.3 | 0.3 | 0.3 | 10 | 2008 |  | Y | [8 empty] | 90 |  | 0.3 | Y | [5 empty] | Y | 0.3 | N |  | CA
56113 | MMA GDC Power LP | 56909 | Gap Pacific Distribution Center | CA | Fresno | 3 | OP | Solar Photovoltaic | PV | Commercial Non-CHP | 4 | 0.3 | 0.3 | 0.3 | 10 | 2008 |  | Y | [8 empty] | 90 |  | 0.3 | Y | [5 empty] | Y | 0.3 | N |  | CA
56113 | MMA GDC Power LP | 56909 | Gap Pacific Distribution Center | CA | Fresno | 4 | OP | Solar Photovoltaic | PV | Commercial Non-CHP | 4 | 0.3 | 0.3 | 0.3 | 10 | 2008 |  | Y | [8 empty] | 90 |  | 0.3 | Y | [5 empty] | Y | 0.3 | N |  | CA
56128 | SAS Institute Inc | 56915 | SAS Solar Farm | NC | Wake | 1 | OP | Solar Photovoltaic | PV | IPP Non-CHP | 2 | 0.5 | 0.5 | 0.5 | 12 | 2008 |  | Y | [8 empty] | 90 |  | 0.5 | Y | [5 empty] | N |  | N |  | NC
56128 | SAS Institute Inc | 56915 | SAS Solar Farm | NC | Wake | 2 | OP | Solar Photovoltaic | PV | IPP Non-CHP | 2 | 0.5 | 0.5 | 0.5 | 12 | 2008 |  | Y | [8 empty] | 90 |  | 0.5 | Y | [5 empty] | N |  | N |  | NC
56128 | SAS Institute Inc | 56915 | SAS Solar Farm | NC | Wake | 3 | OP | Solar Photovoltaic | PV | IPP Non-CHP | 2 | 0.5 | 0.5 | 0.5 | 8 | 2010 |  | Y | [8 empty] | 90 |  | 0.5 | Y | [5 empty] | N |  | N |  | NC
56128 | SAS Institute Inc | 56915 | SAS Solar Farm | NC | Wake | 4 | OP | Solar Photovoltaic | PV | IPP Non-CHP | 2 | 0.5 | 0.5 | 0.5 | 8 | 2010 |  | Y | [8 empty] | 90 |  | 0.5 | Y | [5 empty] | N |  | N |  | NC
56167 | Imperial Valley Solar, LLC | 56917 | Imperial Valley Solar, LLC | CA | Imperial | 1 | OP | Solar Photovoltaic | PV | IPP Non-CHP | 2 | 101 | 101 | 101 | 11 | 2013 |  | Y | [8 empty] | 180 | 0 | 129.3 |  | Y |  |  |  |  | N |  | N |  | CA
56167 | Imperial Valley Solar, LLC | 56917 | Imperial Valley Solar, LLC | CA | Imperial | 1A | OP | Solar Photovoltaic | PV | IPP Non-CHP | 2 | 64.6 | 64.6 | 64.6 | 12 | 2013 |  | Y | [8 empty] | 180 | 0 | 82.7 |  | Y |  |  |  |  | N |  | N |  | CA
56167 | Imperial Valley Solar, LLC | 56917 | Imperial Valley Solar, LLC | CA | Imperial | 1B | OP | Solar Photovoltaic | PV | IPP Non-CHP | 2 | 34.3 | 34.3 | 34.3 | 3 | 2014 |  | Y | [8 empty] | 180 | 0 | 43.9 |  | Y |  |  |  |  | N |  | N |  | CA
56431 | SunE U6 Holdings LLC | 56922 | WWRF Solar Plant | CO | Garfield | EAST | OP | Solar Photovoltaic | PV | IPP Non-CHP | 2 | 0.5 | 0.4 | 0.4 | 2 | 2009 |  | Y | N | [7 empty] | 90 |  | 0.5 | Y | [5 empty] | Y | 0.5 | N |  | CO
56431 | SunE U6 Holdings LLC | 56922 | WWRF Solar Plant | CO | Garfield | WEST | OP | Solar Photovoltaic | PV | IPP Non-CHP | 2 | 1 | 0.9 | 0.9 | 2 | 2009 |  | Y | [8 empty] | 90 |  | 1.7 | Y | [5 empty] | Y | 1 | N |  | CO
6452 | Florida Power & Light Co | 56929 | DeSoto Next Generation Solar Energy | FL | DeSoto | 1 | OP | Solar Photovoltaic | PV | Electric Utility | 1 | 25 | 25 | 25 | 10 | 2009 |  | Y | [8 empty] | 90 |  | 27.6 | Y | [5 empty] | N |  | N |  | FL
6452 | Florida Power & Light Co | 56930 | Space Coast Next Gen Solar Energy | FL | Brevard | 1 | OP | Solar Photovoltaic | PV | Electric Utility | 1 | 10 | 10 | 10 | 4 | 2010 |  |  |  | Y | [6 empty] | 180 | 20 | 11.5 | Y | [5 empty] | N |  | N |  | FL
56183 | SunE NC Progress 1 LLC | 56938 | SunEdison LV Sutton Plant Site | NC | New Hanover | NCP1 | OP | Solar Photovoltaic | PV | IPP Non-CHP | 2 | 1.2 | 1.2 | 1.2 | 12 | 2008 |  | Y | [8 empty] | 90 |  | 1.2 | Y | [5 empty] | N |  | N |  | NC
59399 | NRG Solar Blythe | 56939 | NRG Solar Blythe LLC | CA | Riverside | 1 | OP | Solar Photovoltaic | PV | IPP Non-CHP | 2 | 21 | 21 | 21 | 12 | 2009 |  |  |  | Y | [6 empty] | 180 | 24 | 26.4 |  | Y |  |  |  |  | N |  | N |  | CA
57036 | Copper Mountain 1 LLC | 56944 | CM10 | NV | Clark | PV01 | OP | Solar Photovoltaic | PV | IPP Non-CHP | 2 | 10 | 10 | 10 | 12 | 2008 |  |  |  | Y | [6 empty] | 180 | 25 | 12.4 |  | Y |  |  |  |  | N |  | N |  | NV
56237 | QVC Inc | 56966 | QVC Inc | NC | Edgecombe | 1 | OP | Solar Photovoltaic | PV | IPP Non-CHP | 2 | 1 | 1 | 1 | 12 | 2008 | N | Y |  |  |  | N |  |  |  | N | 0 | 0 | 1 | Y | [5 empty] | N |  | N |  | NCDOM
56237 | QVC Inc | 56966 | QVC Inc | NC | Edgecombe | 2 | OP | Solar Photovoltaic | PV | IPP Non-CHP | 2 | 2.9 | 2.9 | 2.9 | 11 | 2013 |  | N |  | Y |  | N |  |  |  |  | 90 | 30 | 2.9 | Y | [5 empty] | N |  | N |  | NCDOM
56284 | MF Mesa Lane LLC | 56993 | MF Mesa Lane LLC | PA | Bucks | MESA | OP | Solar Photovoltaic | PV | IPP Non-CHP | 2 | 3 | 1.5 | 1.1 | 11 | 2008 |  |  |  | Y | [6 empty] | 0 | 30 | 3 | Y | [5 empty] | N |  | N |  | PA
17609 | Southern California Edison Co | 56996 | Solar Photovoltaic Project #02 | CA | San Bernardino | S1A | OP | Solar Photovoltaic | PV | Electric Utility | 1 | 0.5 | 0.5 | 0.5 | 12 | 2009 |  |  |  | Y | [6 empty] | 180 | 0 | 0.6 |  | Y |  |  |  |  | N |  | N |  | CA
17609 | Southern California Edison Co | 56996 | Solar Photovoltaic Project #02 | CA | San Bernardino | S1B | OP | Solar Photovoltaic | PV | Electric Utility | 1 | 0.5 | 0.5 | 0.5 | 12 | 2009 |  |  |  | Y | [6 empty] | 180 | 0 | 0.6 |  | Y |  |  |  |  | N |  | N |  | CA
56294 | SunE WG113 Moreno Valley LLC | 57004 | SunEdison Walgreens Moreno Valley | CA | Riverside | 1 | OP | Solar Photovoltaic | PV | IPP Non-CHP | 2 | 1 | 0.9 | 0.9 | 9 | 2007 |  | Y | [8 empty] | 180 | 15 | 1.2 | Y | [5 empty] | Y | 1 | N |  | CA
56431 | SunE U6 Holdings LLC | 57005 | Mariani Packing Vacaville Solar | CA | Solano | 1 | OP | Solar Photovoltaic | PV | IPP Non-CHP | 2 | 1 | 0.9 | 0.9 | 11 | 2008 |  | Y | [8 empty] | 100 |  | 1.1 | Y | [5 empty] | Y | 1 | N |  | CA
56296 | SunE WG45 Woodland LLC | 57006 | Walgreens Woodland Distribution Center | CA | Yolo | 1 | OP | Solar Photovoltaic | PV | IPP Non-CHP | 2 | 1 | 0.9 | 0.9 | 8 | 2007 |  | Y | [8 empty] | 180 | 1 | 1.2 | Y | [5 empty] | Y | 1 | N |  | CA
56297 | SunE CPA CDC2 LLC | 57007 | SunEdison Ironwood State Prison | CA | Riverside | 1 | OP | Solar Photovoltaic | PV | IPP Non-CHP | 2 | 1 | 0.9 | 0.9 | 5 | 2008 |  | Y | [8 empty] | 90 |  | 1.2 | Y | [5 empty] | N |  | N |  | CA
56431 | SunE U6 Holdings LLC | 57008 | SunEdison Procter & Gamble Oxnard | CA | Ventura | 1 | OP | Solar Photovoltaic | PV | IPP Non-CHP | 2 | 1 | 0.8 | 0.8 | 10 | 2009 |  |  |  | Y | [6 empty] | 180 | 20 | 1.1 |  | Y |  |  |  |  | Y | 1 | N |  | CA
56300 | SunE KHL55 San Bernardino LLC | 57009 | Kohls San Bernardino Solar Facility | CA | San Bernardino | 1 | OP | Solar Photovoltaic | PV | IPP Non-CHP | 2 | 1 | 0.9 | 0.9 | 11 | 2007 |  | Y | [8 empty] | 180 | 0 | 1.2 | Y | [5 empty] | Y | 1 | N |  | CA
56434 | SunE M5 Holdings LLC | 57010 | SunEdison Anheuser Busch Fairfield | CA | Solano | 1 | OP | Solar Photovoltaic | PV | IPP Non-CHP | 2 | 1 | 0.9 | 0.9 | 12 | 2008 |  | Y | [8 empty] | 0 | 0 | 1.1 | Y | [5 empty] | N |  | N |  | CA
56302 | SunE CPA CDC1 LLC | 57011 | Chuckawalla Valley State Prison | CA | Riverside | 1 | OP | Solar Photovoltaic | PV | IPP Non-CHP | 2 | 1 | 0.9 | 0.9 | 6 | 2006 |  |  |  | Y | [6 empty] | 180 | 20 | 1.2 | Y | [5 empty] | N |  | N |  | CA
56434 | SunE M5 Holdings LLC | 57012 | SunEdison Walmart Apple Valley DC | CA | San Bernardino | 1 | OP | Solar Photovoltaic | PV | IPP Non-CHP | 2 | 1 | 0.9 | 0.9 | 3 | 2009 |  | Y | [8 empty] | 0 | 0 | 1.1 | Y | [5 empty] | Y | 1 | N |  | CA
14328 | Pacific Gas & Electric Co. | 57041 | Vaca Dixon Solar Station | CA | Solano | 1 | OP | Solar Photovoltaic | PV | Electric Utility | 1 | 2 | 2 | 2 | 12 | 2009 |  |  |  | Y | [6 empty] | 180 | 30 | 2.6 | Y | [5 empty] | N |  | N |  | CA
57499 | NRG Energy Services | 57073 | Ivanpah 2 | CA | San Bernardino | ST1 | OP | Solar Thermal without Energy Storage | ST | IPP Non-CHP | 2 | 133.4 | 133.4 | 133.4 | 12 | 2013 | Y |  | Y |  |  |  |  | Y | [11 empty] | X |  | X |  | CA
57499 | NRG Energy Services | 57074 | Ivanpah 1 | CA | San Bernardino | ST1 | OP | Solar Thermal without Energy Storage | ST | IPP Non-CHP | 2 | 133 | 133 | 133 | 12 | 2013 | Y |  | Y |  |  |  |  | Y | [11 empty] | X |  | X |  | CA
57499 | NRG Energy Services | 57075 | Ivanpah 3 | CA | San Bernardino | ST1 | OP | Solar Thermal without Energy Storage | ST | IPP Non-CHP | 2 | 133.4 | 133.4 | 133.4 | 12 | 2013 | Y |  | Y |  |  |  |  | Y | [11 empty] | X |  | X |  | CA
56610 | Calpine Vineland Solar LLC | 57081 | Calpine Vineland Solar LLC | NJ | Cumberland | CVS1 | OP | Solar Photovoltaic | PV | IPP Non-CHP | 2 | 2.3 | 2.3 | 2.3 | 8 | 2009 |  |  |  | Y | [6 empty] | 181 | 25 | 2.4 | Y | [5 empty] | N |  | N |  | NJ
56610 | Calpine Vineland Solar LLC | 57081 | Calpine Vineland Solar LLC | NJ | Cumberland | CVS2 | OP | Solar Photovoltaic | PV | IPP Non-CHP | 2 | 1.8 | 1.8 | 1.8 | 12 | 2009 |  |  |  | Y | [6 empty] | 181 | 25 | 1.9 | Y | [5 empty] | N |  | N |  | NJ
56493 | RV CSU Power LLC | 57141 | RV CSU Power LLC | CO | Larimer | CSU1 | OP | Solar Photovoltaic | PV | Commercial Non-CHP | 4 | 1.9 | 1.9 | 1.9 | 12 | 2009 |  | Y | [8 empty] | 180 | 25 | 2 | Y | [5 empty] | N |  | N |  | CO
6035 | Exelon Power | 57191 | Exelon Solar Chicago | IL | Cook | ECS1 | OP | Solar Photovoltaic | PV | IPP Non-CHP | 2 | 9 | 9 | 9 | 12 | 2009 |  | N | Y | [9 empty] | 10 | Y | [5 empty] | N |  | N |  | IL
56565 | TX Solar I LLC | 57197 | Blue Wing Solar Energy Generation | TX | Bexar | 1 | OP | Solar Photovoltaic | PV | IPP Non-CHP | 2 | 13.9 | 13.5 | 13.5 | 11 | 2010 |  |  |  | Y | [6 empty] | 205 | 20 | 16.7 |  | Y |  |  |  |  | N |  | N |  | TX
56563 | Solar Star North Carolina I LLC | 57200 | Shelby Solar Energy Generation Facility | NC | Cleveland | 1 | OP | Solar Photovoltaic | PV | IPP Non-CHP | 2 | 1 | 1 | 1 | 5 | 2010 |  | Y | [8 empty] | 0 | 0 | 1 | Y | [5 empty] | N |  | N |  | NC
56582 | Jacksonville Solar LLC | 57202 | Jacksonville Solar | FL | Duval | 1 | OP | Solar Photovoltaic | PV | IPP Non-CHP | 2 | 15 | 12.5 | 12.5 | 4 | 2010 |  |  |  | Y | [6 empty] | 180 | 20 | 15 |  | Y |  |  |  |  | N |  | N |  | FL
56583 | Wyandot Solar LLC | 57203 | Wyandot Solar Farm | OH | Wyandot | 1 | OP | Solar Photovoltaic | PV | IPP Non-CHP | 2 | 10 | 10 | 10 | 4 | 2010 |  |  |  | Y | [6 empty] | 180 | 25 | 12 |  | Y |  |  |  |  | N |  | N |  | OH
56584 | PSEG Solar Hackettstown LLC | 57204 | PSEG Hackettstown | NJ | Warren | 1 | OP | Solar Photovoltaic | PV | IPP Non-CHP | 2 | 2.2 | 2.2 | 2.2 | 9 | 2009 |  |  |  | Y | [6 empty] | 180 | 25 | 2.2 |  | Y |  |  |  |  | N |  | N |  | NJ
57036 | Copper Mountain 1 LLC | 57205 | CM48 | NV | Clark | PV02 | OP | Solar Photovoltaic | PV | IPP Non-CHP | 2 | 8 | 8 | 8 | 6 | 2010 |  |  |  | Y | [6 empty] | 180 | 25 | 10.1 |  | Y |  |  |  |  | N |  | N |  | NV
57036 | Copper Mountain 1 LLC | 57205 | CM48 | NV | Clark | PV03 | OP | Solar Photovoltaic | PV | IPP Non-CHP | 2 | 10 | 10 | 10 | 9 | 2010 |  |  |  | Y | [6 empty] | 180 | 25 | 12.6 |  | Y |  |  |  |  | N |  | N |  | NV
57036 | Copper Mountain 1 LLC | 57205 | CM48 | NV | Clark | PV04 | OP | Solar Photovoltaic | PV | IPP Non-CHP | 2 | 10 | 10 | 10 | 10 | 2010 |  |  |  | Y | [6 empty] | 180 | 25 | 12.6 |  | Y |  |  |  |  | N |  | N |  | NV
57036 | Copper Mountain 1 LLC | 57205 | CM48 | NV | Clark | PV05 | OP | Solar Photovoltaic | PV | IPP Non-CHP | 2 | 10 | 10 | 10 | 11 | 2010 |  |  |  | Y | [6 empty] | 180 | 25 | 12.6 |  | Y |  |  |  |  | N |  | N |  | NV
57036 | Copper Mountain 1 LLC | 57205 | CM48 | NV | Clark | PV06 | OP | Solar Photovoltaic | PV | IPP Non-CHP | 2 | 10 | 10 | 10 | 12 | 2010 |  |  |  | Y | [5 empty] | N | 180 | 25 | 12.6 |  | Y |  |  |  |  | N |  | N |  | NV
19391 | UGI Development Co | 57216 | Crayola Solar Project | PA | Northampton | 1 | OP | Solar Photovoltaic | PV | IPP Non-CHP | 2 | 1 | 1 | 1 | 5 | 2010 |  |  |  | Y | [6 empty] | 165 | 25 | 1.1 | Y | [5 empty] | N |  | N |  | PA
19391 | UGI Development Co | 57216 | Crayola Solar Project | PA | Northampton | 2 | OP | Solar Photovoltaic | PV | IPP Non-CHP | 2 | 1 | 1 | 1 | 4 | 2011 |  |  |  | Y | [6 empty] | 165 | 25 | 1.1 | Y | [5 empty] | N |  | N |  | PA
19391 | UGI Development Co | 57216 | Crayola Solar Project | PA | Northampton | 3 | OP | Solar Photovoltaic | PV | IPP Non-CHP | 2 | 0.8 | 0.8 | 0.8 | 1 | 2012 |  |  |  | Y | [6 empty] | 165 | 25 | 0.9 | Y | [5 empty] | N |  | N |  | PA
17609 | Southern California Edison Co | 57217 | Solar Photovoltaic Project #03 | CA | San Bernardino | S003A | OP | Solar Photovoltaic | PV | Electric Utility | 1 | 0.5 | 0.5 | 0.5 | 3 | 2011 |  |  |  | Y | [6 empty] | 180 | 0 | 0.6 |  | Y |  |  |  |  | N |  | N |  | CA
17609 | Southern California Edison Co | 57217 | Solar Photovoltaic Project #03 | CA | San Bernardino | S003B | OP | Solar Photovoltaic | PV | Electric Utility | 1 | 0.5 | 0.5 | 0.5 | 3 | 2011 |  |  |  | Y | [6 empty] | 180 | 0 | 0.6 |  | Y |  |  |  |  | N |  | N |  | CA
17609 | Southern California Edison Co | 57219 | Solar Photovoltaic Project #05 | CA | San Bernardino | S005A | OP | Solar Photovoltaic | PV | Electric Utility | 1 | 0.5 | 0.5 | 0.5 | 11 | 2012 |  |  |  | Y | [6 empty] | 180 | 5 | 0.7 | Y | [5 empty] | N |  | N |  | CA
17609 | Southern California Edison Co | 57219 | Solar Photovoltaic Project #05 | CA | San Bernardino | S005B | OP | Solar Photovoltaic | PV | Electric Utility | 1 | 0.5 | 0.5 | 0.5 | 11 | 2012 |  |  |  | Y | [6 empty] | 180 | 5 | 0.7 | Y | [5 empty] | N |  | N |  | CA
17609 | Southern California Edison Co | 57219 | Solar Photovoltaic Project #05 | CA | San Bernardino | S005C | OP | Solar Photovoltaic | PV | Electric Utility | 1 | 0.5 | 0.5 | 0.5 | 11 | 2012 |  |  |  | Y | [6 empty] | 180 | 5 | 0.7 | Y | [5 empty] | N |  | N |  | CA
17609 | Southern California Edison Co | 57219 | Solar Photovoltaic Project #05 | CA | San Bernardino | S005D | OP | Solar Photovoltaic | PV | Electric Utility | 1 | 0.5 | 0.5 | 0.5 | 11 | 2012 |  |  |  | Y | [6 empty] | 180 | 5 | 0.7 | Y | [5 empty] | N |  | N |  | CA
17609 | Southern California Edison Co | 57219 | Solar Photovoltaic Project #05 | CA | San Bernardino | S005E | OP | Solar Photovoltaic | PV | Electric Utility | 1 | 0.5 | 0.5 | 0.5 | 11 | 2012 |  |  |  | Y | [6 empty] | 180 | 5 | 0.7 | Y | [5 empty] | N |  | N |  | CA
17609 | Southern California Edison Co | 57220 | Solar Photovoltaic Project #06 | CA | San Bernardino | S006A | OP | Solar Photovoltaic | PV | Electric Utility | 1 | 0.5 | 0.5 | 0.5 | 8 | 2011 |  |  |  | Y | [6 empty] | 180 | 10 | 0.6 | Y | [5 empty] | N |  | N |  | CA
17609 | Southern California Edison Co | 57220 | Solar Photovoltaic Project #06 | CA | San Bernardino | S006B | OP | Solar Photovoltaic | PV | Electric Utility | 1 | 0.5 | 0.5 | 0.5 | 8 | 2011 |  |  |  | Y | [6 empty] | 180 | 10 | 0.6 | Y | [5 empty] | N |  | N |  | CA
17609 | Southern California Edison Co | 57220 | Solar Photovoltaic Project #06 | CA | San Bernardino | S006C | OP | Solar Photovoltaic | PV | Electric Utility | 1 | 0.5 | 0.5 | 0.5 | 8 | 2011 |  |  |  | Y | [6 empty] | 180 | 10 | 0.6 | Y | [5 empty] | N |  | N |  | CA
17609 | Southern California Edison Co | 57220 | Solar Photovoltaic Project #06 | CA | San Bernardino | S006D | OP | Solar Photovoltaic | PV | Electric Utility | 1 | 0.5 | 0.5 | 0.5 | 8 | 2011 |  |  |  | Y | [6 empty] | 180 | 10 | 0.6 | Y | [5 empty] | N |  | N |  | CA
17609 | Southern California Edison Co | 57221 | Solar Photovoltaic Project #07 | CA | San Bernardino | S007A | OP | Solar Photovoltaic | PV | Electric Utility | 1 | 0.5 | 0.5 | 0.5 | 11 | 2012 |  |  |  | Y | [6 empty] | 180 | 5 | 0.6 | Y | [5 empty] | N |  | N |  | CA
17609 | Southern California Edison Co | 57221 | Solar Photovoltaic Project #07 | CA | San Bernardino | S007B | OP | Solar Photovoltaic | PV | Electric Utility | 1 | 0.5 | 0.5 | 0.5 | 11 | 2012 |  |  |  | Y | [6 empty] | 180 | 5 | 0.6 | Y | [5 empty] | N |  | N |  | CA
17609 | Southern California Edison Co | 57221 | Solar Photovoltaic Project #07 | CA | San Bernardino | S007C | OP | Solar Photovoltaic | PV | Electric Utility | 1 | 0.5 | 0.5 | 0.5 | 11 | 2012 |  |  |  | Y | [6 empty] | 180 | 5 | 0.6 | Y | [5 empty] | N |  | N |  | CA
17609 | Southern California Edison Co | 57221 | Solar Photovoltaic Project #07 | CA | San Bernardino | S007D | OP | Solar Photovoltaic | PV | Electric Utility | 1 | 0.5 | 0.5 | 0.5 | 11 | 2012 |  |  |  | Y | [6 empty] | 180 | 5 | 0.6 | Y | [5 empty] | N |  | N |  | CA
17609 | Southern California Edison Co | 57221 | Solar Photovoltaic Project #07 | CA | San Bernardino | S007E | OP | Solar Photovoltaic | PV | Electric Utility | 1 | 0.5 | 0.5 | 0.5 | 11 | 2012 |  |  |  | Y | [6 empty] | 180 | 5 | 0.6 | Y | [5 empty] | N |  | N |  | CA
17609 | Southern California Edison Co | 57222 | Solar Photovoltaic Project #08 | CA | San Bernardino | S008A | OP | Solar Photovoltaic | PV | Electric Utility | 1 | 0.5 | 0.5 | 0.5 | 8 | 2011 |  |  |  | Y | [6 empty] | 180 | 10 | 0.7 | Y | [5 empty] | N |  | N |  | CA
17609 | Southern California Edison Co | 57222 | Solar Photovoltaic Project #08 | CA | San Bernardino | S008B | OP | Solar Photovoltaic | PV | Electric Utility | 1 | 0.5 | 0.5 | 0.5 | 8 | 2011 |  |  |  | Y | [6 empty] | 180 | 10 | 0.7 | Y | [5 empty] | N |  | N |  | CA
17609 | Southern California Edison Co | 57222 | Solar Photovoltaic Project #08 | CA | San Bernardino | S008C | OP | Solar Photovoltaic | PV | Electric Utility | 1 | 0.5 | 0.5 | 0.5 | 8 | 2011 |  |  |  | Y | [6 empty] | 180 | 10 | 0.7 | Y | [5 empty] | N |  | N |  | CA
17609 | Southern California Edison Co | 57222 | Solar Photovoltaic Project #08 | CA | San Bernardino | S008D | OP | Solar Photovoltaic | PV | Electric Utility | 1 | 0.5 | 0.5 | 0.5 | 8 | 2011 |  |  |  | Y | [6 empty] | 180 | 10 | 0.7 | Y | [5 empty] | N |  | N |  | CA
17609 | Southern California Edison Co | 57223 | Solar Photovoltaic Project #09 | CA | San Bernardino | S009A | OP | Solar Photovoltaic | PV | Electric Utility | 1 | 0.5 | 0.5 | 0.5 | 8 | 2011 |  |  |  | Y | [6 empty] | 180 | 10 | 0.7 | Y | [5 empty] | N |  | N |  | CA
17609 | Southern California Edison Co | 57223 | Solar Photovoltaic Project #09 | CA | San Bernardino | S009B | OP | Solar Photovoltaic | PV | Electric Utility | 1 | 0.5 | 0.5 | 0.5 | 8 | 2011 |  |  |  | Y | [6 empty] | 180 | 10 | 0.7 | Y | [5 empty] | N |  | N |  | CA
17609 | Southern California Edison Co | 57224 | Solar Photovoltaic Project #10 | CA | San Bernardino | S010A | OP | Solar Photovoltaic | PV | Electric Utility | 1 | 0.5 | 0.5 | 0.5 | 1 | 2013 |  |  |  | Y | [6 empty] | 180 | 10 | 0.8 | Y | [5 empty] | N |  | N |  | CA
17609 | Southern California Edison Co | 57224 | Solar Photovoltaic Project #10 | CA | San Bernardino | S010B | OP | Solar Photovoltaic | PV | Electric Utility | 1 | 0.5 | 0.5 | 0.5 | 1 | 2013 |  |  |  | Y | [6 empty] | 180 | 10 | 0.8 | Y | [5 empty] | N |  | N |  | CA
17609 | Southern California Edison Co | 57224 | Solar Photovoltaic Project #10 | CA | San Bernardino | S010C | OP | Solar Photovoltaic | PV | Electric Utility | 1 | 0.5 | 0.5 | 0.5 | 1 | 2013 |  |  |  | Y | [6 empty] | 180 | 10 | 0.8 | Y | [5 empty] | N |  | N |  | CA
17609 | Southern California Edison Co | 57225 | Solar Photovoltaic Project #11 | CA | San Bernardino | S011A | OP | Solar Photovoltaic | PV | Electric Utility | 1 | 0.5 | 0.5 | 0.5 | 2 | 2015 |  |  |  | Y | [6 empty] | 180 | 5 | 0.7 | Y | [5 empty] | N |  | N |  | CA
17609 | Southern California Edison Co | 57225 | Solar Photovoltaic Project #11 | CA | San Bernardino | S011B | OP | Solar Photovoltaic | PV | Electric Utility | 1 | 0.5 | 0.5 | 0.5 | 2 | 2015 |  |  |  | Y | [6 empty] | 180 | 5 | 0.7 | Y | [5 empty] | N |  | N |  | CA
17609 | Southern California Edison Co | 57225 | Solar Photovoltaic Project #11 | CA | San Bernardino | S011C | OP | Solar Photovoltaic | PV | Electric Utility | 1 | 0.5 | 0.5 | 0.5 | 2 | 2015 |  |  |  | Y | [6 empty] | 180 | 5 | 0.7 | Y | [5 empty] | N |  | N |  | CA
17609 | Southern California Edison Co | 57225 | Solar Photovoltaic Project #11 | CA | San Bernardino | S011D | OP | Solar Photovoltaic | PV | Electric Utility | 1 | 0.5 | 0.5 | 0.5 | 2 | 2015 |  |  |  | Y | [6 empty] | 180 | 5 | 0.7 | Y | [5 empty] | N |  | N |  | CA
17609 | Southern California Edison Co | 57225 | Solar Photovoltaic Project #11 | CA | San Bernardino | S011E | OP | Solar Photovoltaic | PV | Electric Utility | 1 | 0.5 | 0.5 | 0.5 | 2 | 2015 |  |  |  | Y | [6 empty] | 180 | 5 | 0.7 | Y | [5 empty] | N |  | N |  | CA
17609 | Southern California Edison Co | 57225 | Solar Photovoltaic Project #11 | CA | San Bernardino | S011F | OP | Solar Photovoltaic | PV | Electric Utility | 1 | 0.5 | 0.5 | 0.5 | 2 | 2015 |  |  |  | Y | [6 empty] | 180 | 5 | 0.7 | Y | [5 empty] | N |  | N |  | CA
17609 | Southern California Edison Co | 57225 | Solar Photovoltaic Project #11 | CA | San Bernardino | S011G | OP | Solar Photovoltaic | PV | Electric Utility | 1 | 0.5 | 0.5 | 0.5 | 2 | 2015 |  |  |  | Y | [6 empty] | 180 | 5 | 0.7 | Y | [5 empty] | N |  | N |  | CA
17609 | Southern California Edison Co | 57226 | Solar Photovoltaic Project #12 | CA | San Bernardino | S012A | OP | Solar Photovoltaic | PV | Electric Utility | 1 | 0.5 | 0.5 | 0.5 | 8 | 2011 |  |  |  | Y | [6 empty] | 180 | 10 | 0.8 | Y | [5 empty] | N |  | N |  | CA
17609 | Southern California Edison Co | 57227 | Solar Photovoltaic Project #13 | CA | San Bernardino | S013A | OP | Solar Photovoltaic | PV | Electric Utility | 1 | 0.5 | 0.5 | 0.5 | 2 | 2015 |  |  |  | Y | [6 empty] | 180 | 5 | 0.7 | Y | [5 empty] | N |  | N |  | CA
17609 | Southern California Edison Co | 57227 | Solar Photovoltaic Project #13 | CA | San Bernardino | S013B | OP | Solar Photovoltaic | PV | Electric Utility | 1 | 0.5 | 0.5 | 0.5 | 2 | 2015 |  |  |  | Y | [6 empty] | 180 | 5 | 0.7 | Y | [5 empty] | N |  | N |  | CA
17609 | Southern California Edison Co | 57227 | Solar Photovoltaic Project #13 | CA | San Bernardino | S013C | OP | Solar Photovoltaic | PV | Electric Utility | 1 | 0.5 | 0.5 | 0.5 | 2 | 2015 |  |  |  | Y | [6 empty] | 180 | 5 | 0.7 | Y | [5 empty] | N |  | N |  | CA
17609 | Southern California Edison Co | 57227 | Solar Photovoltaic Project #13 | CA | San Bernardino | S013D | OP | Solar Photovoltaic | PV | Electric Utility | 1 | 0.5 | 0.5 | 0.5 | 2 | 2015 |  |  |  | Y | [6 empty] | 180 | 5 | 0.7 | Y | [5 empty] | N |  | N |  | CA
17609 | Southern California Edison Co | 57227 | Solar Photovoltaic Project #13 | CA | San Bernardino | S013E | OP | Solar Photovoltaic | PV | Electric Utility | 1 | 0.5 | 0.5 | 0.5 | 2 | 2015 |  |  |  | Y | [6 empty] | 180 | 5 | 0.7 | Y | [5 empty] | N |  | N |  | CA
17609 | Southern California Edison Co | 57227 | Solar Photovoltaic Project #13 | CA | San Bernardino | S013F | OP | Solar Photovoltaic | PV | Electric Utility | 1 | 0.5 | 0.5 | 0.5 | 2 | 2015 |  |  |  | Y | [6 empty] | 180 | 5 | 0.7 | Y | [5 empty] | N |  | N |  | CA
17609 | Southern California Edison Co | 57227 | Solar Photovoltaic Project #13 | CA | San Bernardino | S013G | OP | Solar Photovoltaic | PV | Electric Utility | 1 | 0.5 | 0.5 | 0.5 | 2 | 2015 |  |  |  | Y | [6 empty] | 180 | 5 | 0.7 | Y | [5 empty] | N |  | N |  | CA
17609 | Southern California Edison Co | 57229 | Solar Photovoltaic Project #15 | CA | San Bernardino | S015A | OP | Solar Photovoltaic | PV | Electric Utility | 1 | 0.5 | 0.5 | 0.5 | 1 | 2013 |  |  |  | Y | [6 empty] | 180 | 0 | 0.6 |  | Y |  |  |  |  | N |  | N |  | CA
17609 | Southern California Edison Co | 57229 | Solar Photovoltaic Project #15 | CA | San Bernardino | S015B | OP | Solar Photovoltaic | PV | Electric Utility | 1 | 0.5 | 0.5 | 0.5 | 1 | 2013 |  |  |  | Y | [6 empty] | 180 | 0 | 0.6 |  | Y |  |  |  |  | N |  | N |  | CA
17609 | Southern California Edison Co | 57229 | Solar Photovoltaic Project #15 | CA | San Bernardino | S015C | OP | Solar Photovoltaic | PV | Electric Utility | 1 | 0.5 | 0.5 | 0.5 | 1 | 2013 |  |  |  | Y | [6 empty] | 180 | 0 | 0.6 |  | Y |  |  |  |  | N |  | N |  | CA
17609 | Southern California Edison Co | 57229 | Solar Photovoltaic Project #15 | CA | San Bernardino | S015D | OP | Solar Photovoltaic | PV | Electric Utility | 1 | 0.5 | 0.5 | 0.5 | 1 | 2013 |  |  |  | Y | [6 empty] | 180 | 0 | 0.6 |  | Y |  |  |  |  | N |  | N |  | CA
17609 | Southern California Edison Co | 57229 | Solar Photovoltaic Project #15 | CA | San Bernardino | S015E | OP | Solar Photovoltaic | PV | Electric Utility | 1 | 0.5 | 0.5 | 0.5 | 1 | 2013 |  |  |  | Y | [6 empty] | 180 | 5 | 0.6 | Y | [5 empty] | N |  | N |  | CA
17609 | Southern California Edison Co | 57229 | Solar Photovoltaic Project #15 | CA | San Bernardino | S015F | OP | Solar Photovoltaic | PV | Electric Utility | 1 | 0.5 | 0.5 | 0.5 | 1 | 2013 |  |  |  | Y | [6 empty] | 180 | 5 | 0.6 | Y | [5 empty] | N |  | N |  | CA
17609 | Southern California Edison Co | 57229 | Solar Photovoltaic Project #15 | CA | San Bernardino | S015G | OP | Solar Photovoltaic | PV | Electric Utility | 1 | 0.5 | 0.5 | 0.5 | 1 | 2013 |  |  |  | Y | [6 empty] | 180 | 5 | 0.6 | Y | [5 empty] | N |  | N |  | CA
17609 | Southern California Edison Co | 57230 | Solar Photovoltaic Project #16 | CA | San Bernardino | S016A | OP | Solar Photovoltaic | PV | Electric Utility | 1 | 0.5 | 0.5 | 0.5 | 2 | 2015 |  |  |  | Y | [6 empty] | 180 | 5 | 0.6 | Y | [5 empty] | N |  | N |  | CA
17609 | Southern California Edison Co | 57230 | Solar Photovoltaic Project #16 | CA | San Bernardino | S016B | OP | Solar Photovoltaic | PV | Electric Utility | 1 | 0.5 | 0.5 | 0.5 | 2 | 2015 |  |  |  | Y | [6 empty] | 180 | 5 | 0.6 | Y | [5 empty] | N |  | N |  | CA
17609 | Southern California Edison Co | 57230 | Solar Photovoltaic Project #16 | CA | San Bernardino | S016C | OP | Solar Photovoltaic | PV | Electric Utility | 1 | 0.5 | 0.5 | 0.5 | 2 | 2015 |  |  |  | Y | [6 empty] | 180 | 5 | 0.6 | Y | [5 empty] | N |  | N |  | CA
17609 | Southern California Edison Co | 57231 | Solar Photovoltaic Project #17 | CA | San Bernardino | S017A | OP | Solar Photovoltaic | PV | Electric Utility | 1 | 0.5 | 0.5 | 0.5 | 1 | 2015 |  |  |  | Y | [6 empty] | 180 | 5 | 0.6 | Y | [5 empty] | N |  | N |  | CA
17609 | Southern California Edison Co | 57231 | Solar Photovoltaic Project #17 | CA | San Bernardino | S017B | OP | Solar Photovoltaic | PV | Electric Utility | 1 | 0.5 | 0.5 | 0.5 | 1 | 2015 |  |  |  | Y | [6 empty] | 180 | 5 | 0.6 | Y | [5 empty] | N |  | N |  | CA
17609 | Southern California Edison Co | 57231 | Solar Photovoltaic Project #17 | CA | San Bernardino | S017C | OP | Solar Photovoltaic | PV | Electric Utility | 1 | 0.5 | 0.5 | 0.5 | 1 | 2015 |  |  |  | Y | [6 empty] | 180 | 5 | 0.6 | Y | [5 empty] | N |  | N |  | CA
17609 | Southern California Edison Co | 57231 | Solar Photovoltaic Project #17 | CA | San Bernardino | S017D | OP | Solar Photovoltaic | PV | Electric Utility | 1 | 0.5 | 0.5 | 0.5 | 1 | 2015 |  |  |  | Y | [6 empty] | 180 | 5 | 0.6 | Y | [5 empty] | N |  | N |  | CA
17609 | Southern California Edison Co | 57231 | Solar Photovoltaic Project #17 | CA | San Bernardino | S017E | OP | Solar Photovoltaic | PV | Electric Utility | 1 | 0.5 | 0.5 | 0.5 | 1 | 2015 |  |  |  | Y | [6 empty] | 180 | 5 | 0.6 | Y | [5 empty] | N |  | N |  | CA
17609 | Southern California Edison Co | 57231 | Solar Photovoltaic Project #17 | CA | San Bernardino | S017F | OP | Solar Photovoltaic | PV | Electric Utility | 1 | 0.5 | 0.5 | 0.5 | 1 | 2015 |  |  |  | Y | [6 empty] | 180 | 5 | 0.6 | Y | [5 empty] | N |  | N |  | CA
17609 | Southern California Edison Co | 57231 | Solar Photovoltaic Project #17 | CA | San Bernardino | S017G | OP | Solar Photovoltaic | PV | Electric Utility | 1 | 0.5 | 0.5 | 0.5 | 1 | 2015 |  |  |  | Y | [6 empty] | 180 | 5 | 0.6 | Y | [5 empty] | N |  | N |  | CA
17609 | Southern California Edison Co | 57232 | Solar Photovoltaic Project #18 | CA | San Bernardino | S018A | OP | Solar Photovoltaic | PV | Electric Utility | 1 | 0.5 | 0.5 | 0.5 | 11 | 2012 |  |  |  | Y | [6 empty] | 180 | 10 | 0.7 | Y | [5 empty] | N |  | N |  | CA
17609 | Southern California Edison Co | 57232 | Solar Photovoltaic Project #18 | CA | San Bernardino | S018B | OP | Solar Photovoltaic | PV | Electric Utility | 1 | 0.5 | 0.5 | 0.5 | 11 | 2012 |  |  |  | Y | [6 empty] | 180 | 10 | 0.7 | Y | [5 empty] | N |  | N |  | CA
17609 | Southern California Edison Co | 57232 | Solar Photovoltaic Project #18 | CA | San Bernardino | S018C | OP | Solar Photovoltaic | PV | Electric Utility | 1 | 0.5 | 0.5 | 0.5 | 11 | 2012 |  |  |  | Y | [6 empty] | 180 | 10 | 0.7 | Y | [5 empty] | N |  | N |  | CA
17609 | Southern California Edison Co | 57236 | Solar Photovoltaic Project #23 | CA | San Bernardino | S023A | OP | Solar Photovoltaic | PV | Electric Utility | 1 | 0.5 | 0.5 | 0.5 | 1 | 2013 |  |  |  | Y | [6 empty] | 180 | 10 | 0.8 | Y | [5 empty] | N |  | N |  | CA
17609 | Southern California Edison Co | 57236 | Solar Photovoltaic Project #23 | CA | San Bernardino | S023B | OP | Solar Photovoltaic | PV | Electric Utility | 1 | 0.5 | 0.5 | 0.5 | 1 | 2013 |  |  |  | Y | [6 empty] | 180 | 10 | 0.8 | Y | [5 empty] | N |  | N |  | CA
17609 | Southern California Edison Co | 57236 | Solar Photovoltaic Project #23 | CA | San Bernardino | S023C | OP | Solar Photovoltaic | PV | Electric Utility | 1 | 0.5 | 0.5 | 0.5 | 1 | 2013 |  |  |  | Y | [6 empty] | 180 | 10 | 0.8 | Y | [5 empty] | N |  | N |  | CA
17609 | Southern California Edison Co | 57236 | Solar Photovoltaic Project #23 | CA | San Bernardino | S023D | OP | Solar Photovoltaic | PV | Electric Utility | 1 | 0.5 | 0.5 | 0.5 | 1 | 2013 |  |  |  | Y | [6 empty] | 180 | 10 | 0.8 | Y | [5 empty] | N |  | N |  | CA
17609 | Southern California Edison Co | 57236 | Solar Photovoltaic Project #23 | CA | San Bernardino | S023E | OP | Solar Photovoltaic | PV | Electric Utility | 1 | 0.5 | 0.5 | 0.5 | 1 | 2013 |  |  |  | Y | [6 empty] | 180 | 10 | 0.8 | Y | [5 empty] | N |  | N |  | CA
17609 | Southern California Edison Co | 57237 | Solar Photovoltaic Project #22 | CA | San Bernardino | S022A | OP | Solar Photovoltaic | PV | Electric Utility | 1 | 0.5 | 0.5 | 0.5 | 8 | 2011 |  |  |  | Y | [6 empty] | 180 | 10 | 0.8 | Y | [5 empty] | N |  | N |  | CA
17609 | Southern California Edison Co | 57237 | Solar Photovoltaic Project #22 | CA | San Bernardino | S022B | OP | Solar Photovoltaic | PV | Electric Utility | 1 | 0.5 | 0.5 | 0.5 | 8 | 2011 |  |  |  | Y | [6 empty] | 180 | 10 | 0.8 | Y | [5 empty] | N |  | N |  | CA
17609 | Southern California Edison Co | 57237 | Solar Photovoltaic Project #22 | CA | San Bernardino | S022C | OP | Solar Photovoltaic | PV | Electric Utility | 1 | 0.5 | 0.5 | 0.5 | 8 | 2011 |  |  |  | Y | [6 empty] | 180 | 10 | 0.8 | Y | [5 empty] | N |  | N |  | CA
17609 | Southern California Edison Co | 57237 | Solar Photovoltaic Project #22 | CA | San Bernardino | S022D | OP | Solar Photovoltaic | PV | Electric Utility | 1 | 0.5 | 0.5 | 0.5 | 8 | 2011 |  |  |  | Y | [6 empty] | 180 | 10 | 0.8 | Y | [5 empty] | N |  | N |  | CA
17650 | Southern Power Co | 57243 | Cimarron Solar Facility | NM | Colfax | CIM1 | OP | Solar Photovoltaic | PV | IPP Non-CHP | 2 | 30.6 | 30 | 30 | 12 | 2010 |  |  |  | Y | [6 empty] | 180 | 25 | 37.4 |  | Y |  |  |  |  | N |  | N |  | NM
17609 | Southern California Edison Co | 57245 | Solar Photovoltaic Project #26 | CA | San Bernardino | S026A | OP | Solar Photovoltaic | PV | Electric Utility | 1 | 0.5 | 0.5 | 0.5 | 2 | 2015 |  |  |  | Y | [6 empty] | 180 | 5 | 0.7 | Y | [5 empty] | N |  | N |  | CA
17609 | Southern California Edison Co | 57245 | Solar Photovoltaic Project #26 | CA | San Bernardino | S026B | OP | Solar Photovoltaic | PV | Electric Utility | 1 | 0.5 | 0.5 | 0.5 | 2 | 2015 |  |  |  | Y | [6 empty] | 180 | 5 | 0.7 | Y | [5 empty] | N |  | N |  | CA
17609 | Southern California Edison Co | 57245 | Solar Photovoltaic Project #26 | CA | San Bernardino | S026C | OP | Solar Photovoltaic | PV | Electric Utility | 1 | 0.5 | 0.5 | 0.5 | 2 | 2015 |  |  |  | Y | [6 empty] | 180 | 5 | 0.7 | Y | [5 empty] | N |  | N |  | CA
17609 | Southern California Edison Co | 57245 | Solar Photovoltaic Project #26 | CA | San Bernardino | S026D | OP | Solar Photovoltaic | PV | Electric Utility | 1 | 0.5 | 0.5 | 0.5 | 2 | 2015 |  |  |  | Y | [6 empty] | 180 | 5 | 0.7 | Y | [5 empty] | N |  | N |  | CA
17609 | Southern California Edison Co | 57245 | Solar Photovoltaic Project #26 | CA | San Bernardino | S026E | OP | Solar Photovoltaic | PV | Electric Utility | 1 | 0.5 | 0.5 | 0.5 | 2 | 2015 |  |  |  | Y | [6 empty] | 180 | 5 | 0.7 | Y | [5 empty] | N |  | N |  | CA
17609 | Southern California Edison Co | 57245 | Solar Photovoltaic Project #26 | CA | San Bernardino | S026F | OP | Solar Photovoltaic | PV | Electric Utility | 1 | 0.5 | 0.5 | 0.5 | 2 | 2015 |  |  |  | Y | [6 empty] | 180 | 5 | 0.7 | Y | [5 empty] | N |  | N |  | CA
17609 | Southern California Edison Co | 57245 | Solar Photovoltaic Project #26 | CA | San Bernardino | S026G | OP | Solar Photovoltaic | PV | Electric Utility | 1 | 0.5 | 0.5 | 0.5 | 2 | 2015 |  |  |  | Y | [6 empty] | 180 | 5 | 0.7 | Y | [5 empty] | N |  | N |  | CA
17609 | Southern California Edison Co | 57245 | Solar Photovoltaic Project #26 | CA | San Bernardino | S026H | OP | Solar Photovoltaic | PV | Electric Utility | 1 | 0.5 | 0.5 | 0.5 | 2 | 2015 |  |  |  | Y | [6 empty] | 180 | 5 | 0.7 | Y | [5 empty] | N |  | N |  | CA
17609 | Southern California Edison Co | 57245 | Solar Photovoltaic Project #26 | CA | San Bernardino | S026I | OP | Solar Photovoltaic | PV | Electric Utility | 1 | 0.5 | 0.5 | 0.5 | 2 | 2015 |  |  |  | Y | [6 empty] | 180 | 5 | 0.7 | Y | [5 empty] | N |  | N |  | CA
17609 | Southern California Edison Co | 57245 | Solar Photovoltaic Project #26 | CA | San Bernardino | S026J | OP | Solar Photovoltaic | PV | Electric Utility | 1 | 0.5 | 0.5 | 0.5 | 2 | 2015 |  |  |  | Y | [6 empty] | 180 | 5 | 0.7 | Y | [5 empty] | N |  | N |  | CA
17609 | Southern California Edison Co | 57245 | Solar Photovoltaic Project #26 | CA | San Bernardino | SO26K | OP | Solar Photovoltaic | PV | Electric Utility | 1 | 0.5 | 0.5 | 0.5 | 2 | 2015 |  |  |  | Y | [6 empty] | 180 | 5 | 0.7 | Y | [5 empty] | N |  | N |  | CA
17609 | Southern California Edison Co | 57245 | Solar Photovoltaic Project #26 | CA | San Bernardino | SO26L | OP | Solar Photovoltaic | PV | Electric Utility | 1 | 0.5 | 0.5 | 0.5 | 2 | 2015 |  |  |  | Y | [6 empty] | 180 | 5 | 0.7 | Y | [5 empty] | N |  | N |  | CA
17609 | Southern California Edison Co | 57246 | Solar Photovoltaic Project #27 | CA | San Bernardino | S027A | OP | Solar Photovoltaic | PV | Electric Utility | 1 | 0.5 | 0.5 | 0.5 | 2 | 2015 |  |  |  | Y | [6 empty] | 180 | 10 | 0.7 | Y | [5 empty] | N |  | N |  | CA
17609 | Southern California Edison Co | 57246 | Solar Photovoltaic Project #27 | CA | San Bernardino | S027B | OP | Solar Photovoltaic | PV | Electric Utility | 1 | 0.5 | 0.5 | 0.5 | 2 | 2015 |  |  |  | Y | [6 empty] | 180 | 10 | 0.7 | Y | [5 empty] | N |  | N |  | CA
17609 | Southern California Edison Co | 57246 | Solar Photovoltaic Project #27 | CA | San Bernardino | S027C | OP | Solar Photovoltaic | PV | Electric Utility | 1 | 0.5 | 0.5 | 0.5 | 2 | 2015 |  |  |  | Y | [6 empty] | 180 | 10 | 0.7 | Y | [5 empty] | N |  | N |  | CA
17609 | Southern California Edison Co | 57246 | Solar Photovoltaic Project #27 | CA | San Bernardino | S027D | OP | Solar Photovoltaic | PV | Electric Utility | 1 | 0.5 | 0.5 | 0.5 | 2 | 2015 |  |  |  | Y | [6 empty] | 180 | 10 | 0.7 | Y | [5 empty] | N |  | N |  | CA
17609 | Southern California Edison Co | 57247 | Solar Photovoltaic Project #28 | CA | San Bernardino | S028A | OP | Solar Photovoltaic | PV | Electric Utility | 1 | 0.5 | 0.5 | 0.5 | 2 | 2015 |  |  |  | Y | [6 empty] | 180 | 5 | 0.7 | Y | [5 empty] | N |  | N |  | CA
17609 | Southern California Edison Co | 57247 | Solar Photovoltaic Project #28 | CA | San Bernardino | S028B | OP | Solar Photovoltaic | PV | Electric Utility | 1 | 0.5 | 0.5 | 0.5 | 2 | 2015 |  |  |  | Y | [6 empty] | 180 | 5 | 0.7 | Y | [5 empty] | N |  | N |  | CA
17609 | Southern California Edison Co | 57247 | Solar Photovoltaic Project #28 | CA | San Bernardino | S028C | OP | Solar Photovoltaic | PV | Electric Utility | 1 | 0.5 | 0.5 | 0.5 | 2 | 2015 |  |  |  | Y | [6 empty] | 180 | 5 | 0.7 | Y | [5 empty] | N |  | N |  | CA
17609 | Southern California Edison Co | 57247 | Solar Photovoltaic Project #28 | CA | San Bernardino | S028D | OP | Solar Photovoltaic | PV | Electric Utility | 1 | 0.5 | 0.5 | 0.5 | 2 | 2015 |  |  |  | Y | [6 empty] | 180 | 5 | 0.7 | Y | [5 empty] | N |  | N |  | CA
17609 | Southern California Edison Co | 57247 | Solar Photovoltaic Project #28 | CA | San Bernardino | S028E | OP | Solar Photovoltaic | PV | Electric Utility | 1 | 0.5 | 0.5 | 0.5 | 2 | 2015 |  |  |  | Y | [6 empty] | 180 | 5 | 0.7 | Y | [5 empty] | N |  | N |  | CA
17609 | Southern California Edison Co | 57247 | Solar Photovoltaic Project #28 | CA | San Bernardino | S028F | OP | Solar Photovoltaic | PV | Electric Utility | 1 | 0.5 | 0.5 | 0.5 | 2 | 2015 |  |  |  | Y | [6 empty] | 180 | 5 | 0.7 | Y | [5 empty] | N |  | N |  | CA
17609 | Southern California Edison Co | 57247 | Solar Photovoltaic Project #28 | CA | San Bernardino | S028G | OP | Solar Photovoltaic | PV | Electric Utility | 1 | 0.5 | 0.5 | 0.5 | 2 | 2015 |  |  |  | Y | [6 empty] | 180 | 5 | 0.7 | Y | [5 empty] | N |  | N |  | CA
56618 | Victor Valley Community College District | 57254 | Victor Valley CC CPV Solar | CA | San Bernardino | 1PV | OP | Solar Photovoltaic | PV | Commercial Non-CHP | 4 | 1 | 1 | 1 | 6 | 2010 |  |  | Y | [9 empty] | 1 | Y | [5 empty] | N |  | N |  | CA
56769 | Consolidated Edison Development Inc. | 57256 | PA Solar Park | PA | Carbon | 1 | OP | Solar Photovoltaic | PV | IPP Non-CHP | 2 | 10.1 | 10 | 10 | 10 | 2012 |  | N |  | Y | [6 empty] | 180 | 25 | 11.5 | Y | [5 empty] | N |  | N |  | PA
11804 | Massachusetts Electric Co | 57265 | Dorchester Solar Site | MA | Suffolk | 1 | OP | Solar Photovoltaic | PV | Electric Utility | 1 | 1 | 1 | 1 | 1 | 2012 |  |  |  | Y | [6 empty] | 180 | 20 | 1.3 | Y | [5 empty] | N |  | N |  | MA
11804 | Massachusetts Electric Co | 57269 | Haverhill Solar Power Project | MA | Essex | 1 | OP | Solar Photovoltaic | PV | Electric Utility | 1 | 1 | 0.8 | 0.5 | 12 | 2010 |  |  |  | Y | [6 empty] | 160.5 | 20 | 1 | Y | [5 empty] | N |  | N |  | MA
11804 | Massachusetts Electric Co | 57270 | NEDC Solar Site | MA | Worcester | 1 | OP | Solar Photovoltaic | PV | Electric Utility | 1 | 1 | 0.8 | 0.5 | 6 | 2010 |  |  |  | Y | [6 empty] | 180 | 2.4 | 1 | Y | [5 empty] | N |  | N |  | MA
56641 | Tonopah Solar Energy LLC | 57275 | Crescent Dunes Solar Energy | NV | Nye | TSE-1 | OP | Solar Thermal with Energy Storage | CP | IPP Non-CHP | 2 | 125 | 110 | 110 | 11 | 2015 | Y |  | Y |  |  |  |  | Y | [11 empty] | N |  | N |  | NV
56645 | Aqua America Inc | 57280 | Aqua Ingrams Mill | PA | Chester | 1 | OP | Solar Photovoltaic | PV | IPP Non-CHP | 2 | 1 | 0.9 | 0.7 | 12 | 2009 |  |  |  | Y | [6 empty] | 190 | 20 | 1.2 | Y | [5 empty] | Y | 0.1 | N |  | PA
59397 | NRG Solar Alpine | 57295 | Alpine Solar | CA | Los Angeles | 1 | OP | Solar Photovoltaic | PV | IPP Non-CHP | 2 | 66 | 66 | 66 | 2 | 2013 |  |  |  | Y | [6 empty] | 180.5 | 25 | 86.4 |  | Y |  |  |  |  | N |  | N |  | CA
11208 | Los Angeles Department of Water & Power | 57305 | Adelanto Solar Project | CA | San Bernardino | 1 | OP | Solar Photovoltaic | PV | Electric Utility | 1 | 10 | 10 | 10 | 6 | 2012 |  |  |  | Y | [6 empty] | 180 | 30 | 11.4 | Y | [5 empty] | N |  | N |  | CA
11208 | Los Angeles Department of Water & Power | 57306 | Pine Tree Solar Project | CA | Kern | 1 | OP | Solar Photovoltaic | PV | Electric Utility | 1 | 8.5 | 8.5 | 8.5 | 3 | 2013 |  |  |  | Y | [6 empty] | 180 | 30 | 9.8 | Y | [5 empty] | N |  | N |  | CA
11208 | Los Angeles Department of Water & Power | 57308 | Maclay Solar Project | CA | Los Angeles | 1 | OP | Solar Photovoltaic | PV | Electric Utility | 1 | 2.2 | 2.2 | 2.2 | 4 | 2017 |  |  |  | Y | [6 empty] | 180 | 10 | 2.2 | Y | [5 empty] | N |  | N |  | CA
11208 | Los Angeles Department of Water & Power | 57309 | Pacific Cruise Ship Terminals Berth 93 | CA | Los Angeles | 1 | OP | Solar Photovoltaic | PV | Commercial Non-CHP | 4 | 1.1 | 1.1 | 1.1 | 9 | 2010 |  |  |  | Y | [6 empty] | 190 | 5 | 1.1 | Y | [5 empty] | Y | 1.1 | N |  | CA
57320 | Konoike Pacific | 57310 | 1420 Coil Av #C | CA | Los Angeles | 1 | OP | Solar Photovoltaic | PV | Commercial Non-CHP | 4 | 1.3 | 1.3 | 1.3 | 3 | 2011 |  |  |  | Y | [6 empty] | 180 | 30 | 1.5 | Y | [5 empty] | Y | 1.4 | N |  | CA
11208 | Los Angeles Department of Water & Power | 57311 | Occidental College Solar Project | CA | Los Angeles | 1 | OP | Solar Photovoltaic | PV | Commercial Non-CHP | 4 | 1 | 1 | 1 | 2 | 2013 |  |  |  | Y | [6 empty] | 220 | 25 | 1.1 | Y | [5 empty] | Y | 1.1 | N |  | CA
57275 | Metropolitan Transportation Authority | 57313 | Metro Support Services Center Solar | CA | Los Angeles | 1 | OP | Solar Photovoltaic | PV | Commercial Non-CHP | 4 | 1.2 | 1.2 | 1.2 | 4 | 2005 |  |  |  | Y | [6 empty] | 180 | 5 | 1.2 | Y | [5 empty] | Y | 1.2 | N |  | CA
57276 | Los Angeles Community College District | 57314 | Los Angeles Harbor College | CA | Los Angeles | 1 | OP | Solar Photovoltaic | PV | Commercial Non-CHP | 4 | 1.2 | 2.2 | 2.2 | 10 | 2010 |  |  |  | Y | [6 empty] | 180 | 0 | 2.5 | Y | [5 empty] | Y | 2.5 | N |  | CA
15399 | Avangrid Renewables LLC | 57317 | San Luis Valley Solar Ranch | CO | Alamosa | 1 | OP | Solar Photovoltaic | PV | IPP Non-CHP | 2 | 35 | 35 | 35 | 12 | 2011 |  | Y | [8 empty] | 30 | 30 | 35.1 | Y | [5 empty] | N |  | N |  | CO
15399 | Avangrid Renewables LLC | 57318 | Copper Crossing Solar LLC | AZ | Gila | 1 | OP | Solar Photovoltaic | PV | IPP Non-CHP | 2 | 20 | 20 | 20 | 12 | 2011 |  | Y | [9 empty] | 45 | 23.7 | Y | [5 empty] | N |  | N |  | AZ
56663 | Mayberry Solar LLC | 57321 | Mayberry Solar LLC | NC | Surry | 1PV | OP | Solar Photovoltaic | PV | IPP Non-CHP | 2 | 1.2 | 1.2 | 1.2 | 10 | 2011 |  |  |  | Y | [6 empty] | 180 | 25 | 1.4 | Y | [5 empty] | N |  | N |  | NC
56679 | Sierra SunTower LLC | 57323 | Sierra SunTower Solar Gen Station | CA | Los Angeles | UNIT1 | OS | Solar Thermal without Energy Storage | ST | IPP Non-CHP | 2 | 7.5 | 3.2 | 2 | 7 | 2009 | Y |  | Y |  |  |  |  | Y | [11 empty] | X |  | X |  | CA
56681 | Kent County Levy Court Dept of Pub Work | 57330 | Kent County Wastewater Treatment Solar | DE | Kent | 1 | OP | Solar Photovoltaic | PV | IPP Non-CHP | 2 | 1.2 | 1.2 | 1.2 | 3 | 2011 |  |  |  | Y | [6 empty] | 225 | 35 | 1.2 | Y | [5 empty] | Y | 1.2 | N |  | DE
56660 | Mojave Solar LLC | 57331 | Mojave Solar Project | CA | San Bernardino | MSP1 | OP | Solar Thermal without Energy Storage | ST | IPP Non-CHP | 2 | 140 | 137.5 | 125 | 12 | 2014 |  | Y |  |  |  | Y | [13 empty] | X |  | X |  | CA
56660 | Mojave Solar LLC | 57331 | Mojave Solar Project | CA | San Bernardino | MSP2 | OP | Solar Thermal without Energy Storage | ST | IPP Non-CHP | 2 | 140 | 137.5 | 125 | 12 | 2014 |  | Y |  |  |  | Y | [13 empty] | X |  | X |  | CA
5416 | Duke Energy Carolinas, LLC | 57334 | DE Solar 10240 Old Dowd Rd | NC | Mecklenburg | PV01 | OP | Solar Photovoltaic | PV | Electric Utility | 1 | 1.9 | 1.9 | 1.9 | 9 | 2010 |  |  |  | Y | [6 empty] | 175 | 5 | 2.2 | Y | [5 empty] | N |  | N |  | NCDOM
5416 | Duke Energy Carolinas, LLC | 57335 | DE Solar 657 Brigham Rd | NC | Guilford | PV01 | OP | Solar Photovoltaic | PV | Electric Utility | 1 | 1.3 | 1.3 | 1.3 | 4 | 2010 |  |  |  | Y | [6 empty] | 180 | 15 | 1.5 | Y | [5 empty] | N |  | N |  | NC
5416 | Duke Energy Carolinas, LLC | 57336 | DE Solar 1725 Drywall Dr | NC | Gaston | PV01 | OP | Solar Photovoltaic | PV | Electric Utility | 1 | 1 | 1 | 1 | 1 | 2010 |  |  |  | Y | [6 empty] | 195 | 11 | 1.2 | Y | [5 empty] | N |  | N |  | NC
56673 | White Oak Solar Energy LLC | 57337 | Dover Sun Park | DE | Kent | 1 | OP | Solar Photovoltaic | PV | IPP Non-CHP | 2 | 10 | 10 | 10 | 7 | 2011 |  | Y |  | N | [6 empty] | 90 | 45 | 11.3 | Y | [5 empty] | N |  | N |  | DE
59400 | NRG Solar Roadrunner | 57338 | Roadrunner Solar | NM | Dona Ana | 1 | OP | Solar Photovoltaic | PV | IPP Non-CHP | 2 | 20.2 | 20 | 20 | 8 | 2011 |  | Y | [8 empty] | 90 | 45 | 23.8 |  | Y |  |  |  |  | N |  | N |  | NM
15477 | Public Service Elec & Gas Co | 57341 | Silver Lake Solar Farm | NJ | Middlesex | SILV | OP | Solar Photovoltaic | PV | Electric Utility | 1 | 1.7 | 1.7 | 1.7 | 10 | 2010 |  |  |  | Y | [6 empty] | 180 | 20 | 2 | Y | [5 empty] | N |  | N |  | NJ
15477 | Public Service Elec & Gas Co | 57352 | Trenton Solar Farm | NJ | Mercer | TREN | OP | Solar Photovoltaic | PV | Electric Utility | 1 | 1 | 1 | 1 | 10 | 2010 |  |  |  | Y | [6 empty] | 180 | 20 | 1.3 | Y | [5 empty] | N |  | N |  | NJ
56700 | Avenal Solar Holdings LLC | 57359 | Avenal Park | CA | Kings | 1 | OP | Solar Photovoltaic | PV | IPP Non-CHP | 2 | 6 | 6 | 6 | 8 | 2011 |  |  |  | Y | [6 empty] | 180 | 25 | 7 | Y |  | Y |  |  |  | N |  | X |  | CA
56700 | Avenal Solar Holdings LLC | 57360 | Sun City Project LLC | CA | Kings | 1 | OP | Solar Photovoltaic | PV | IPP Non-CHP | 2 | 20 | 20 | 20 | 8 | 2011 |  |  |  | Y | [6 empty] | 180 | 25 | 25 | Y |  | Y |  |  |  | N |  | X |  | CA
56700 | Avenal Solar Holdings LLC | 57361 | Sand Drag LLC | CA | Kings | 1 | OP | Solar Photovoltaic | PV | IPP Non-CHP | 2 | 19 | 19 | 19 | 8 | 2011 |  | N |  | Y | [6 empty] | 180 | 25 | 24 | Y |  | Y |  |  |  | N |  | X |  | CA
56701 | The Hankin Group | 57362 | Morgantown Solar Park | PA | Berks | 1 | OP | Solar Photovoltaic | PV | IPP Non-CHP | 2 | 2 | 1.6 | 1.4 | 11 | 2011 |  |  |  | Y | [6 empty] | 165 | 28.4 | 2 | Y | N | N | N | N | N | Y | 2 | N |  | PA
56702 | 510 REPP One LLC | 57363 | 510 REPP One | NC | Northampton | 1 | OP | Solar Photovoltaic | PV | IPP Non-CHP | 2 | 1.3 | 1.3 | 1.3 | 9 | 2014 |  |  |  | Y | [6 empty] | 171.2 | 20 | 1.4 | Y | [5 empty] | N |  | N |  | NCDOM
56705 | Pocono International Raceway Inc | 57367 | Pocono Solar Project | PA | Monroe | POCON | OP | Solar Photovoltaic | PV | Commercial Non-CHP | 4 | 3 | 3 | 3 | 8 | 2010 |  | N |  | Y | [6 empty] | 180 | 25 | 3 |  | Y |  |  |  |  | Y | 2 | Y | 1 | PA
56696 | Alamosa Operating Services LLC | 57368 | Cogentrix of Alamosa | CO | Alamosa | 1 | OP | Solar Photovoltaic | PV | IPP Non-CHP | 2 | 30 | 30 | 30 | 4 | 2012 | Y |  | Y |  |  |  | N | [5 empty] | 36.7 | Y | [5 empty] | N |  | N |  | CO
56706 | Chevron Technology Ventures | 57369 | Questa Solar Facility | NM | Taos | QST | OP | Solar Photovoltaic | PV | IPP Non-CHP | 2 | 1 | 1 | 1 | 1 | 2011 |  |  | Y |  |  |  | N | [5 empty] | 1 | Y | [5 empty] | N |  | N |  | NM
57170 | EDF Renewable Asset Holdings, Inc. | 57372 | Bellevue Solar Project | OR | Yamhill | INV-1 | OP | Solar Photovoltaic | PV | IPP Non-CHP | 2 | 1.6 | 1.6 | 1.6 | 10 | 2011 |  |  |  | Y | [6 empty] | 97 | 43 | 1.7 | Y | [5 empty] | N |  | N |  | OR
59396 | Agua Caliente Solar | 57373 | Agua Caliente Solar Project | AZ | Yuma | AGU1 | OP | Solar Photovoltaic | PV | IPP Non-CHP | 2 | 90.7 | 90.7 | 90.7 | 5 | 2012 |  |  |  | Y | [6 empty] | 195 | 15 | 116.3 |  | Y |  |  |  |  | N |  | N |  | AZ
59396 | Agua Caliente Solar | 57373 | Agua Caliente Solar Project | AZ | Yuma | AGU2 | OP | Solar Photovoltaic | PV | IPP Non-CHP | 2 | 136 | 136 | 136 | 12 | 2012 |  |  |  | Y | [6 empty] | 195 | 15 | 141.6 |  | Y |  |  |  |  | N |  | N |  | AZ
59396 | Agua Caliente Solar | 57373 | Agua Caliente Solar Project | AZ | Yuma | AGU3 | OP | Solar Photovoltaic | PV | IPP Non-CHP | 2 | 121 | 121 | 121 | 2 | 2014 |  |  |  | Y | [6 empty] | 195 | 15 | 140.7 |  | Y |  |  |  |  | N |  | N |  | AZ
56720 | Greater Sandhill I LLC | 57377 | Greater Sandhill I | CO | Alamosa | GS-P1 | OP | Solar Photovoltaic | PV | IPP Non-CHP | 2 | 10 | 10 | 10 | 9 | 2010 |  | Y | [8 empty] | 0 | 0 | 10.5 | Y | [5 empty] | N |  | N |  | CO
56720 | Greater Sandhill I LLC | 57377 | Greater Sandhill I | CO | Alamosa | GS-P2 | OP | Solar Photovoltaic | PV | IPP Non-CHP | 2 | 9 | 9 | 9 | 12 | 2010 |  | Y | [8 empty] | 0 | 0 | 9.5 | Y | [5 empty] | N |  | N |  | CO
56722 | AV Solar Ranch 1 LLC | 57378 | AV Solar Ranch One | CA | Los Angeles | AVSR | OP | Solar Photovoltaic | PV | IPP Non-CHP | 2 | 253 | 241.5 | 241.5 | 8 | 2014 |  | Y |  | Y | [6 empty] | 180 | 25 | 279 |  | Y |  |  |  |  | N |  | N |  | CA
15477 | Public Service Elec & Gas Co | 57381 | Linden Solar Farm | NJ | Union | LIND | OP | Solar Photovoltaic | PV | Electric Utility | 1 | 2.7 | 2.7 | 2.7 | 12 | 2010 |  |  |  | Y | [6 empty] | 180 | 20 | 3.2 | Y | [5 empty] | N |  | N |  | NJ
15477 | Public Service Elec & Gas Co | 57382 | Yardville Solar Farm | NJ | Mercer | YARD | OP | Solar Photovoltaic | PV | Electric Utility | 1 | 3.6 | 3.6 | 3.6 | 12 | 2010 |  |  |  | Y | [6 empty] | 195 | 15 | 4.3 | Y | [5 empty] | N |  | N |  | NJ
15477 | Public Service Elec & Gas Co | 57383 | WEA Texas Bayonne | NJ | Hudson | BAYO | OP | Solar Photovoltaic | PV | Electric Utility | 1 | 1.5 | 1.5 | 1.5 | 12 | 2010 |  |  |  | Y | [6 empty] | 209 | 13 | 1.7 | Y | [5 empty] | N |  | N |  | NJ
15477 | Public Service Elec & Gas Co | 57384 | Matrix Buildings A&B (Perth Amboy) Solar | NJ | Middlesex | MATR | OP | Solar Photovoltaic | PV | Electric Utility | 1 | 2.5 | 2.5 | 2.5 | 1 | 2011 |  |  |  | Y | [6 empty] | 165 | 5 | 2.9 | Y | [5 empty] | N |  | N |  | NJ
56732 | GlaxoSmithKline Consumer Healthcare L P | 57390 | GSK York RDC Solar Facility | PA | York | 1 | OP | Solar Photovoltaic | PV | IPP Non-CHP | 2 | 2.6 | 1.6 | 1 | 12 | 2010 |  |  |  | Y | [6 empty] | 132 | 5 | 3 | Y | [5 empty] | Y | 3 | N |  | PA
24211 | Tucson Electric Power Co | 57392 | UASTP I | AZ | Pima | UATP1 | OP | Solar Photovoltaic | PV | Electric Utility | 1 | 1.2 | 1.2 | 1.2 | 12 | 2010 |  | Y |  | N | [6 empty] | 180 | 25 | 1.6 | Y | [5 empty] | N |  | N |  | AZ
56723 | Genesis Solar LLC | 57394 | Genesis Solar Energy Project | CA | Riverside | GEN01 | OP | Solar Thermal without Energy Storage | ST | IPP Non-CHP | 2 | 125 | 125 | 125 | 3 | 2014 | Y | Y |  |  |  | Y | [13 empty] | X |  | X |  | CA
56723 | Genesis Solar LLC | 57394 | Genesis Solar Energy Project | CA | Riverside | GEN02 | OP | Solar Thermal without Energy Storage | ST | IPP Non-CHP | 2 | 125 | 125 | 125 | 11 | 2013 | Y | Y |  |  |  | Y | [13 empty] | X |  | X |  | CA
56728 | Dow Jones & Co | 57397 | Dow Jones South Brunswick Solar | NJ | Middlesex | PV01 | OP | Solar Photovoltaic | PV | IPP Non-CHP | 2 | 2.5 | 2.5 | 2 | 12 | 2010 |  |  |  | Y | [6 empty] | 133 | 12 | 2.5 | Y | [5 empty] | Y | 2.5 | N |  | NJ
56728 | Dow Jones & Co | 57397 | Dow Jones South Brunswick Solar | NJ | Middlesex | PV02 | OP | Solar Photovoltaic | PV | IPP Non-CHP | 2 | 1.6 | 1.6 | 1.6 | 3 | 2011 |  |  |  | Y | [6 empty] | 180 | 12 | 1.6 | Y | [5 empty] | Y | 1.6 | N |  | NJ
56798 | Taylorsville Solar LLC | 57402 | Taylorsville Solar LLC | NC | Alexander | TAY1 | OP | Solar Photovoltaic | PV | IPP Non-CHP | 2 | 1.2 | 1 | 1 | 10 | 2010 |  | Y | [8 empty] | 0 | 0 | 1.2 | Y | [5 empty] | N |  | N |  | NCDOM
56741 | Knouse Food Cooperative Inc | 57412 | Knouse Solar Project 1 | PA | Cumberland | 1 | OP | Solar Photovoltaic | PV | Industrial Non-CHP | 6 | 3 | 2.8 | 1.3 | 12 | 2010 |  |  |  | Y | [6 empty] | 180 | 32 | 3.2 | Y | [5 empty] | Y | 3.2 | N |  | PA
56751 | Yolo County of | 57422 | Yolo County Solar Project | CA | Yolo | 1 | OP | Solar Photovoltaic | PV | Commercial Non-CHP | 4 | 1 | 1 | 1 | 12 | 2010 |  |  | Y | [9 empty] | 1.1 | Y | [5 empty] | Y | 1 | N |  | CA
56758 | Solar Star North Carolina II LLC | 57435 | Solar Star North Carolina II LLC | NC | Hertford | 1 | OP | Solar Photovoltaic | PV | IPP Non-CHP | 2 | 1.3 | 1 | 1 | 12 | 2011 |  | Y | [8 empty] | 180 |  | 1.5 | Y | [5 empty] | N |  | N |  | NCDOM
56758 | Solar Star North Carolina II LLC | 57435 | Solar Star North Carolina II LLC | NC | Hertford | 2 | OP | Solar Photovoltaic | PV | IPP Non-CHP | 2 | 1.3 | 1 | 1 | 12 | 2011 |  | Y | [8 empty] | 180 |  | 1.5 | Y | [5 empty] | N |  | N |  | NCDOM
56758 | Solar Star North Carolina II LLC | 57435 | Solar Star North Carolina II LLC | NC | Hertford | 3 | OP | Solar Photovoltaic | PV | IPP Non-CHP | 2 | 1.3 | 1 | 1 | 12 | 2011 |  | Y | [8 empty] | 180 |  | 1.5 | Y | [5 empty] | N |  | N |  | NCDOM
56758 | Solar Star North Carolina II LLC | 57435 | Solar Star North Carolina II LLC | NC | Hertford | 4 | OP | Solar Photovoltaic | PV | IPP Non-CHP | 2 | 1.3 | 1 | 1 | 12 | 2011 |  | Y | [8 empty] | 180 |  | 1.5 | Y | [5 empty] | N |  | N |  | NCDOM
56758 | Solar Star North Carolina II LLC | 57435 | Solar Star North Carolina II LLC | NC | Hertford | 5 | OP | Solar Photovoltaic | PV | IPP Non-CHP | 2 | 1.3 | 1 | 1 | 12 | 2011 |  | Y | [8 empty] | 180 |  | 1.5 | Y | [5 empty] | N |  | N |  | NCDOM
61203 | Solar Park Gainesville, LLC | 57438 | Solar Park Gainesville, LLC | FL | Alachua | 1 | OP | Solar Photovoltaic | PV | IPP Non-CHP | 2 | 1.6 | 1.6 | 1.6 | 7 | 2011 |  |  |  | Y | [6 empty] | 180 | 15 | 2 | Y | [5 empty] | N |  | N |  | FL
56762 | NRG Renew Operation & Maintenance, LLC | 57439 | California Valley Solar Ranch | CA | San Luis Obispo | HPR2 | OP | Solar Photovoltaic | PV | IPP Non-CHP | 2 | 32.3 | 32.3 | 32.3 | 10 | 2013 |  | Y | N | [7 empty] | 90 | 0 | 39 | Y | [5 empty] | N |  | N |  | CA
56762 | NRG Renew Operation & Maintenance, LLC | 57439 | California Valley Solar Ranch | CA | San Luis Obispo | HPR2A | OP | Solar Photovoltaic | PV | IPP Non-CHP | 2 | 21 | 21 | 21 | 9 | 2012 |  | Y | N | [7 empty] | 90 | 0 | 26.3 | Y | [5 empty] | N |  | N |  | CA
56762 | NRG Renew Operation & Maintenance, LLC | 57439 | California Valley Solar Ranch | CA | San Luis Obispo | HPR2B | OP | Solar Photovoltaic | PV | IPP Non-CHP | 2 | 86.5 | 86.5 | 86.5 | 1 | 2013 |  | Y | N | [7 empty] | 90 | 0 | 113.3 | Y | [5 empty] | N |  | N |  | CA
56762 | NRG Renew Operation & Maintenance, LLC | 57439 | California Valley Solar Ranch | CA | San Luis Obispo | HPR2C | OP | Solar Photovoltaic | PV | IPP Non-CHP | 2 | 70 | 70 | 70 | 10 | 2013 |  | Y | N | [7 empty] | 90 | 0 | 86.4 | Y | [5 empty] | N |  | N |  | CA
56762 | NRG Renew Operation & Maintenance, LLC | 57439 | California Valley Solar Ranch | CA | San Luis Obispo | HPR2D | OP | Solar Photovoltaic | PV | IPP Non-CHP | 2 | 40 | 40 | 40 | 1 | 2013 |  | Y | N | [7 empty] | 90 | 0 | 47.9 | Y | [5 empty] | N |  | N |  | CA
17609 | Southern California Edison Co | 57441 | Solar Photovoltaic Project #42 | CA | Tulare | S42A | OP | Solar Photovoltaic | PV | Electric Utility | 1 | 0.5 | 0.5 | 0.5 | 11 | 2012 |  |  |  | Y | [6 empty] | 180 | 25 | 0.7 | Y | [5 empty] | N |  | N |  | CA
17609 | Southern California Edison Co | 57441 | Solar Photovoltaic Project #42 | CA | Tulare | S42B | OP | Solar Photovoltaic | PV | Electric Utility | 1 | 0.5 | 0.5 | 0.5 | 11 | 2012 |  |  |  | Y | [6 empty] | 180 | 25 | 0.7 | Y | [5 empty] | N |  | N |  | CA
17609 | Southern California Edison Co | 57441 | Solar Photovoltaic Project #42 | CA | Tulare | S42C | OP | Solar Photovoltaic | PV | Electric Utility | 1 | 0.5 | 0.5 | 0.5 | 11 | 2012 |  |  |  | Y | [6 empty] | 180 | 25 | 0.7 | Y | [5 empty] | N |  | N |  | CA
17609 | Southern California Edison Co | 57441 | Solar Photovoltaic Project #42 | CA | Tulare | S42D | OP | Solar Photovoltaic | PV | Electric Utility | 1 | 0.5 | 0.5 | 0.5 | 11 | 2012 |  |  |  | Y | [6 empty] | 180 | 25 | 0.7 | Y | [5 empty] | N |  | N |  | CA
17609 | Southern California Edison Co | 57441 | Solar Photovoltaic Project #42 | CA | Tulare | S42E | OP | Solar Photovoltaic | PV | Electric Utility | 1 | 0.5 | 0.5 | 0.5 | 11 | 2012 |  |  |  | Y | [6 empty] | 180 | 25 | 0.7 | Y | [5 empty] | N |  | N |  | CA
17609 | Southern California Edison Co | 57441 | Solar Photovoltaic Project #42 | CA | Tulare | S42F | OP | Solar Photovoltaic | PV | Electric Utility | 1 | 0.5 | 0.5 | 0.5 | 11 | 2012 |  |  |  | Y | [6 empty] | 180 | 25 | 0.7 | Y | [5 empty] | N |  | N |  | CA
17609 | Southern California Edison Co | 57441 | Solar Photovoltaic Project #42 | CA | Tulare | S42G | OP | Solar Photovoltaic | PV | Electric Utility | 1 | 0.5 | 0.5 | 0.5 | 11 | 2012 |  |  |  | Y | [6 empty] | 180 | 25 | 0.7 | Y | [5 empty] | N |  | N |  | CA
17609 | Southern California Edison Co | 57441 | Solar Photovoltaic Project #42 | CA | Tulare | S42H | OP | Solar Photovoltaic | PV | Electric Utility | 1 | 0.5 | 0.5 | 0.5 | 11 | 2012 |  |  |  | Y | [6 empty] | 180 | 25 | 0.7 | Y | [5 empty] | N |  | N |  | CA
17609 | Southern California Edison Co | 57441 | Solar Photovoltaic Project #42 | CA | Tulare | S42I | OP | Solar Photovoltaic | PV | Electric Utility | 1 | 0.5 | 0.5 | 0.5 | 11 | 2012 |  |  |  | Y | [6 empty] | 180 | 25 | 0.7 | Y | [5 empty] | N |  | N |  | CA
17609 | Southern California Edison Co | 57441 | Solar Photovoltaic Project #42 | CA | Tulare | S42J | OP | Solar Photovoltaic | PV | Electric Utility | 1 | 0.5 | 0.5 | 0.5 | 11 | 2012 |  |  |  | Y | [6 empty] | 180 | 25 | 0.7 | Y | [5 empty] | N |  | N |  | CA
58720 | Enbridge | 57442 | Silver State Solar Power North | NV | Clark | 56188 | OP | Solar Photovoltaic | PV | IPP Non-CHP | 2 | 52 | 50 | 50 | 5 | 2012 |  |  |  | Y | [6 empty] | 180 | 25 | 63.5 |  | Y |  |  |  |  | N |  | N |  | NV
56769 | Consolidated Edison Development Inc. | 57448 | Pilesgrove | NJ | Salem | PILE | OP | Solar Photovoltaic | PV | IPP Non-CHP | 2 | 18 | 17.7 | 17.7 | 8 | 2011 |  |  |  | Y | [6 empty] | 180 | 25 | 20 | Y | [5 empty] | N |  | N |  | NJ
57271 | NRG Solar Borrego I | 57455 | NRG Solar Borrego I | CA | San Diego | SB1 | OP | Solar Photovoltaic | PV | IPP Non-CHP | 2 | 26 | 26 | 26 | 2 | 2013 |  | Y | [8 empty] | 45 | 45 | 26.5 | Y | [5 empty] | N |  | N |  | CA
56777 | Avidan Energy Solutions | 57458 | 145 Talmadge Solar | NJ | Middlesex | 1 | OP | Solar Photovoltaic | PV | IPP Non-CHP | 2 | 3.8 | 3.8 | 3.8 | 4 | 2011 |  |  |  | Y | [6 empty] | 155 | 10 | 4.3 | Y | [5 empty] | Y | 2.1 | N |  | NJ
56779 | Martins Creek Solar NC, LLC | 57461 | Martins Creek Solar NC, LLC | NC | Cherokee | 1 | OP | Solar Photovoltaic | PV | IPP Non-CHP | 2 | 1 | 0.9 | 0.9 | 3 | 2011 |  |  |  | Y | [6 empty] | 180 | 10 | 1 | Y | [5 empty] | N |  | N |  | NC
56780 | Enfinity BNB Napoleon Solar LLC | 57462 | Napoleon Solar I | OH | Henry | 1 | OP | Solar Photovoltaic | PV | IPP Non-CHP | 2 | 8 | 8 | 8 | 12 | 2011 |  | Y | [8 empty] | 180 | 0 | 9.8 | Y | [5 empty] | N |  | N |  | OH
56783 | Romark Logistics of PA Inc. | 57465 | Romark PA Solar | PA | Luzerne | 1 | OP | Solar Photovoltaic | PV | IPP Non-CHP | 2 | 1.8 | 1.8 | 1.8 | 11 | 2011 |  |  |  | Y | [6 empty] | 180 | 10 | 2 | Y | [5 empty] | N |  | N |  | PA
56769 | Consolidated Edison Development Inc. | 57471 | Murray Hill Solar | NJ | Union | MHNJ | OP | Solar Photovoltaic | PV | IPP Non-CHP | 2 | 1 | 1 | 1 | 5 | 2011 |  | Y | [8 empty] | 0 | 0 | 1 | Y | [5 empty] | Y | 1 | N |  | NJ
56769 | Consolidated Edison Development Inc. | 57473 | Dartmouth Solar | MA | Bristol | DSMA | OP | Solar Photovoltaic | PV | IPP Non-CHP | 2 | 1.6 | 1.6 | 1.6 | 3 | 2011 |  |  |  | Y | [6 empty] | 180 | 25 | 2 | Y | [5 empty] | Y | 2 | N |  | MA
56795 | Chittenden County Solar Partners LLC | 57481 | Chittenden County Solar Partners | VT | Chittenden | 01 | OP | Solar Photovoltaic | PV | IPP Non-CHP | 2 | 2.2 | 2.2 | 2.2 | 5 | 2011 |  |  | Y | [9 empty] | 2.2 | Y | [5 empty] | N |  | N |  | VT
56769 | Consolidated Edison Development Inc. | 57485 | Flemington Solar | NJ | Hunterdon | FSNJ | OP | Solar Photovoltaic | PV | IPP Non-CHP | 2 | 8 | 7.9 | 7.9 | 12 | 2011 |  |  |  | Y | [6 empty] | 180 | 25 | 10 | Y | [5 empty] | N |  | N |  | NJ
56769 | Consolidated Edison Development Inc. | 57486 | Frenchtown I Solar | NJ | Hunterdon | F1NJ | OP | Solar Photovoltaic | PV | IPP Non-CHP | 2 | 3 | 3 | 3 | 1 | 2012 |  |  |  | Y | [6 empty] | 180 | 25 | 3.5 | Y | [5 empty] | N |  | N |  | NJ
56769 | Consolidated Edison Development Inc. | 57487 | Frenchtown II Solar | NJ | Hunterdon | F2NJ | OP | Solar Photovoltaic | PV | IPP Non-CHP | 2 | 3 | 3 | 3 | 12 | 2011 |  |  |  | Y | [6 empty] | 180 | 25 | 3.5 | Y | [5 empty] | N |  | N |  | NJ
56769 | Consolidated Edison Development Inc. | 57488 | Lebanon Solar | NJ | Hunterdon | LSNJ | OP | Solar Photovoltaic | PV | IPP Non-CHP | 2 | 2 | 2 | 2 | 12 | 2011 |  |  |  | Y | [6 empty] | 180 | 25 | 2.5 | Y | [5 empty] | N |  | N |  | NJ
56819 | CSOLAR IV South LLC | 57490 | Imperial Solar Energy Center South | CA | Imperial | 56819 | OP | Solar Photovoltaic | PV | IPP Non-CHP | 2 | 128.9 | 128.9 | 128.9 | 11 | 2013 |  |  |  | Y | [6 empty] | 180 | 25 | 172.2 |  | Y |  |  |  |  | N |  | N |  | CA
57260 | CSOLAR IV West LLC | 57491 | Imperial Solar Energy Center West | CA | Imperial | 56819 | OP | Solar Photovoltaic | PV | IPP Non-CHP | 2 | 148.7 | 148.7 | 148.7 | 4 | 2016 |  | Y | [9 empty] | 0 | 182.3 |  | Y |  |  |  |  | N |  | N |  | CA
56816 | Masser Farms Realty Ltd | 57494 | Masser Farms Realty Solar | PA | Schuylkill | MFRS | OP | Solar Photovoltaic | PV | IPP Non-CHP | 2 | 1 | 1 | 0.7 | 5 | 2011 |  |  |  | Y | [6 empty] | 120 | 30 | 1.2 | Y | [5 empty] | N |  | Y | 0.1 | PA
14328 | Pacific Gas & Electric Co. | 57497 | Stroud Solar Station | CA | Fresno | 1 | OP | Solar Photovoltaic | PV | Electric Utility | 1 | 20 | 20 | 20 | 9 | 2011 |  |  |  | Y | [6 empty] | 180 | 25 | 24.6 | Y | [5 empty] | N |  | N |  | CA
14328 | Pacific Gas & Electric Co. | 57498 | Five Points Solar Station | CA | Fresno | 1 | OP | Solar Photovoltaic | PV | Electric Utility | 1 | 15 | 15 | 15 | 9 | 2011 |  |  |  | Y | [6 empty] | 180 | 25 | 17.6 | Y | [5 empty] | N |  | N |  | CA
14328 | Pacific Gas & Electric Co. | 57499 | Westside Solar Station | CA | Fresno | 1 | OP | Solar Photovoltaic | PV | Electric Utility | 1 | 15 | 15 | 15 | 8 | 2011 |  |  |  | Y | [6 empty] | 180 | 25 | 18.5 | Y | [5 empty] | N |  | N |  | CA
56827 | FRV SI Transport Solar LP | 57506 | FRV SI Transport Solar LP | CA | Sacramento | SEIM | OP | Solar Photovoltaic | PV | IPP Non-CHP | 2 | 1 | 1 | 1 | 8 | 2010 |  |  |  | Y | [6 empty] | 0 | 0 | 1.2 | Y | [5 empty] | N |  | N |  | CA
56828 | RV CSU Power II LLC | 57507 | RV CSU Power II LLC | CO | Larimer | CSUII | OP | Solar Photovoltaic | PV | Commercial Non-CHP | 4 | 3 | 3 | 3 | 12 | 2010 |  |  |  | Y | [6 empty] | 180 | 25 | 3.3 | Y | [5 empty] | N |  | N |  | CO
56830 | Carson Solar 1 LLC | 57509 | Carson Solar I | CO | El Paso | 1 | OP | Solar Photovoltaic | PV | IPP Non-CHP | 2 | 2 | 1.5 | 1.4 | 12 | 2007 |  |  |  | Y | N | [5 empty] | 0 | 25 | 2 | Y | [5 empty] | N |  | N |  | CO
56856 | Trexlertown Solar Array North and South | 57519 | Trexlertown Solar Array North and South | PA | Lehigh | GEN1 | OP | Solar Photovoltaic | PV | Industrial Non-CHP | 6 | 1.9 | 1.9 | 1.4 | 6 | 2011 |  |  |  | Y | [6 empty] | 150 | 30 | 2 |  |  | Y |  |  |  | N |  | N |  | PA
14328 | Pacific Gas & Electric Co. | 57521 | Giffen | CA | Fresno | 1 | OP | Solar Photovoltaic | PV | Electric Utility | 1 | 10 | 10 | 10 | 6 | 2012 |  |  |  | Y | [6 empty] | 180 | 25 | 13.1 | Y | [5 empty] | N |  | N |  | CA
14328 | Pacific Gas & Electric Co. | 57522 | Cantua Solar Station | CA | Fresno | 1 | OP | Solar Photovoltaic | PV | Electric Utility | 1 | 20 | 20 | 20 | 6 | 2012 |  |  |  | Y | [6 empty] | 180 | 25 | 26.3 | Y | [5 empty] | N |  | N |  | CA
14328 | Pacific Gas & Electric Co. | 57523 | Huron Solar Station | CA | Fresno | 1 | OP | Solar Photovoltaic | PV | Electric Utility | 1 | 20 | 20 | 20 | 6 | 2012 |  |  |  | Y | [6 empty] | 180 | 25 | 26.8 | Y | [5 empty] | N |  | N |  | CA
56857 | SunE M5C Holdings LLC | 57524 | Roger Road WWTP | AZ | Pima | 1 | OP | Solar Photovoltaic | PV | IPP Non-CHP | 2 | 1.1 | 0.9 | 0.9 | 8 | 2010 |  | Y | [8 empty] | 0 | 0 | 1.1 | Y | [5 empty] | Y | 1 | N |  | AZ
56863 | Kapaa Solar LLC | 57525 | Kapaa Photovoltaic Project | HI | Kauai | KSPV | OP | Solar Photovoltaic | PV | IPP Non-CHP | 2 | 1 | 1 | 1 | 12 | 2010 |  |  |  | Y | [6 empty] | 180 | 20 | 1.2 | Y | [5 empty] | Y | 1.2 | N |  | HI
17609 | Southern California Edison Co | 57534 | Solar Photovoltaic Project #32 | CA | San Bernardino | S32A | OP | Solar Photovoltaic | PV | Electric Utility | 1 | 0.5 | 0.5 | 0.5 | 2 | 2015 |  |  |  | Y | [6 empty] | 180 | 10 | 0.6 | Y | [5 empty] | N |  | N |  | CA
17609 | Southern California Edison Co | 57534 | Solar Photovoltaic Project #32 | CA | San Bernardino | S32B | OP | Solar Photovoltaic | PV | Electric Utility | 1 | 0.5 | 0.5 | 0.5 | 2 | 2015 |  |  |  | Y | [6 empty] | 180 | 10 | 0.6 | Y | [5 empty] | N |  | N |  | CA
17609 | Southern California Edison Co | 57534 | Solar Photovoltaic Project #32 | CA | San Bernardino | S32C | OP | Solar Photovoltaic | PV | Electric Utility | 1 | 0.5 | 0.5 | 0.5 | 2 | 2015 |  |  |  | Y | [6 empty] | 180 | 10 | 0.6 | Y | [5 empty] | N |  | N |  | CA
17609 | Southern California Edison Co | 57535 | Solar Photovoltaic Project #33 | CA | San Bernardino | S33A | OP | Solar Photovoltaic | PV | Electric Utility | 1 | 0.5 | 0.5 | 0.5 | 1 | 2015 |  |  |  | Y | [6 empty] | 180 | 10 | 0.6 | Y | [5 empty] | N |  | N |  | CA
17609 | Southern California Edison Co | 57535 | Solar Photovoltaic Project #33 | CA | San Bernardino | S33B | OP | Solar Photovoltaic | PV | Electric Utility | 1 | 0.5 | 0.5 | 0.5 | 1 | 2015 |  |  |  | Y | [6 empty] | 180 | 10 | 0.6 | Y | [5 empty] | N |  | N |  | CA
17609 | Southern California Edison Co | 57540 | Solar Photovoltaic Project #44 | CA | Riverside | S44A | OP | Solar Photovoltaic | PV | Electric Utility | 1 | 0.5 | 0.5 | 0.5 | 2 | 2015 |  |  |  | Y | [6 empty] | 180 | 5 | 0.6 | Y | [5 empty] | N |  | N |  | CA
17609 | Southern California Edison Co | 57540 | Solar Photovoltaic Project #44 | CA | Riverside | S44B | OP | Solar Photovoltaic | PV | Electric Utility | 1 | 0.5 | 0.5 | 0.5 | 2 | 2015 |  |  |  | Y | [6 empty] | 180 | 5 | 0.6 | Y | [5 empty] | N |  | N |  | CA
17609 | Southern California Edison Co | 57540 | Solar Photovoltaic Project #44 | CA | Riverside | S44C | OP | Solar Photovoltaic | PV | Electric Utility | 1 | 0.5 | 0.5 | 0.5 | 2 | 2015 |  |  |  | Y | [6 empty] | 180 | 5 | 0.6 | Y | [5 empty] | N |  | N |  | CA
17609 | Southern California Edison Co | 57540 | Solar Photovoltaic Project #44 | CA | Riverside | S44D | OP | Solar Photovoltaic | PV | Electric Utility | 1 | 0.5 | 0.5 | 0.5 | 2 | 2015 |  |  |  | Y | [6 empty] | 180 | 5 | 0.6 | Y | [5 empty] | N |  | N |  | CA
17609 | Southern California Edison Co | 57540 | Solar Photovoltaic Project #44 | CA | Riverside | S44E | OP | Solar Photovoltaic | PV | Electric Utility | 1 | 0.5 | 0.5 | 0.5 | 2 | 2015 |  |  |  | Y | [6 empty] | 180 | 5 | 0.6 | Y | [5 empty] | N |  | N |  | CA
17609 | Southern California Edison Co | 57540 | Solar Photovoltaic Project #44 | CA | Riverside | S44F | OP | Solar Photovoltaic | PV | Electric Utility | 1 | 0.5 | 0.5 | 0.5 | 2 | 2015 |  |  |  | Y | [6 empty] | 180 | 5 | 0.6 | Y | [5 empty] | N |  | N |  | CA
17609 | Southern California Edison Co | 57540 | Solar Photovoltaic Project #44 | CA | Riverside | S44G | OP | Solar Photovoltaic | PV | Electric Utility | 1 | 0.5 | 0.5 | 0.5 | 2 | 2015 |  |  |  | Y | [6 empty] | 180 | 5 | 0.6 | Y | [5 empty] | N |  | N |  | CA
17609 | Southern California Edison Co | 57540 | Solar Photovoltaic Project #44 | CA | Riverside | S44H | OP | Solar Photovoltaic | PV | Electric Utility | 1 | 0.5 | 0.5 | 0.5 | 2 | 2015 |  |  |  | Y | [6 empty] | 180 | 5 | 0.6 | Y | [5 empty] | N |  | N |  | CA
17609 | Southern California Edison Co | 57540 | Solar Photovoltaic Project #44 | CA | Riverside | S44I | OP | Solar Photovoltaic | PV | Electric Utility | 1 | 0.5 | 0.5 | 0.5 | 2 | 2015 |  |  |  | Y | [6 empty] | 180 | 5 | 0.6 | Y | [5 empty] | N |  | N |  | CA
17609 | Southern California Edison Co | 57540 | Solar Photovoltaic Project #44 | CA | Riverside | S44J | OP | Solar Photovoltaic | PV | Electric Utility | 1 | 0.5 | 0.5 | 0.5 | 2 | 2015 |  |  |  | Y | [6 empty] | 180 | 5 | 0.6 | Y | [5 empty] | N |  | N |  | CA
17609 | Southern California Edison Co | 57540 | Solar Photovoltaic Project #44 | CA | Riverside | S44K | OP | Solar Photovoltaic | PV | Electric Utility | 1 | 0.5 | 0.5 | 0.5 | 2 | 2015 |  |  |  | Y | [6 empty] | 180 | 5 | 0.6 | Y | [5 empty] | N |  | N |  | CA
17609 | Southern California Edison Co | 57540 | Solar Photovoltaic Project #44 | CA | Riverside | S44L | OP | Solar Photovoltaic | PV | Electric Utility | 1 | 0.5 | 0.5 | 0.5 | 2 | 2015 |  |  |  | Y | [6 empty] | 180 | 5 | 0.6 | Y | [5 empty] | N |  | N |  | CA
17609 | Southern California Edison Co | 57540 | Solar Photovoltaic Project #44 | CA | Riverside | S44M | OP | Solar Photovoltaic | PV | Electric Utility | 1 | 0.5 | 0.5 | 0.5 | 2 | 2015 |  |  |  | Y | [6 empty] | 180 | 5 | 0.6 | Y | [5 empty] | N |  | N |  | CA
17609 | Southern California Edison Co | 57540 | Solar Photovoltaic Project #44 | CA | Riverside | S44N | OP | Solar Photovoltaic | PV | Electric Utility | 1 | 0.5 | 0.5 | 0.5 | 2 | 2015 |  |  |  | Y | [6 empty] | 180 | 5 | 0.6 | Y | [5 empty] | N |  | N |  | CA
17609 | Southern California Edison Co | 57540 | Solar Photovoltaic Project #44 | CA | Riverside | S44O | OP | Solar Photovoltaic | PV | Electric Utility | 1 | 0.5 | 0.5 | 0.5 | 2 | 2015 |  |  |  | Y | [6 empty] | 180 | 5 | 0.6 | Y | [5 empty] | N |  | N |  | CA
17609 | Southern California Edison Co | 57540 | Solar Photovoltaic Project #44 | CA | Riverside | S44P | OP | Solar Photovoltaic | PV | Electric Utility | 1 | 0.5 | 0.5 | 0.5 | 2 | 2015 |  |  |  | Y | [6 empty] | 180 | 5 | 0.6 | Y | [5 empty] | N |  | N |  | CA
56892 | Solar Star Colorado II LLC | 57554 | AFA Solar Farm | CO | El Paso | AFA1 | OP | Solar Photovoltaic | PV | IPP Non-CHP | 2 | 5.5 | 5.5 | 5.5 | 3 | 2011 |  | Y | [8 empty] | 0 | 0 | 6 | Y | [5 empty] | N |  | N |  | CO
19728 | UNS Electric, Inc | 57556 | La Senita | AZ | Mohave | 1 | OP | Solar Photovoltaic | PV | Electric Utility | 1 | 1 | 1 | 1 | 11 | 2011 |  | Y |  | N | [6 empty] | 180 | 25 | 1.2 | Y | [5 empty] | N |  | N |  | AZ
56902 | RE SFCity1, LP | 57559 | Sunset Reservoir North Basin | CA | San Francisco | 1 | OP | Solar Photovoltaic | PV | IPP Non-CHP | 2 | 4.5 | 4.5 | 4.5 | 9 | 2010 |  |  |  | Y | [6 empty] | 180 | 6 | 5 | Y | [5 empty] | N |  | N |  | CA
803 | Arizona Public Service Co | 57560 | Chino Solar Valley | AZ | Yavapai | PV1 | OP | Solar Photovoltaic | PV | Electric Utility | 1 | 19 | 19 | 19 | 12 | 2012 |  | Y | [8 empty] | 0 | 0 | 21 | Y | [5 empty] | N |  | N |  | AZ
803 | Arizona Public Service Co | 57561 | Cotton Center Solar | AZ | Maricopa | PV1 | OP | Solar Photovoltaic | PV | Electric Utility | 1 | 17 | 17 | 17 | 11 | 2011 |  | Y | [8 empty] | 0 | 0 | 21 | Y | [5 empty] | N |  | N |  | AZ
803 | Arizona Public Service Co | 57562 | Paloma Solar | AZ | Maricopa | PV1 | OP | Solar Photovoltaic | PV | Electric Utility | 1 | 17.6 | 17.6 | 17.6 | 9 | 2011 |  | N |  | Y | [6 empty] | 190 | 25 | 22.5 |  | Y |  |  |  |  | N |  | N |  | AZ
803 | Arizona Public Service Co | 57563 | Hyder Solar | AZ | Yuma | PV1 | OP | Solar Photovoltaic | PV | Electric Utility | 1 | 17 | 17 | 17 | 11 | 2011 |  | Y | [8 empty] | 0 | 0 | 18.8 | Y | [5 empty] | N |  | N |  | AZ
803 | Arizona Public Service Co | 57563 | Hyder Solar | AZ | Yuma | PV2 | OP | Solar Photovoltaic | PV | Electric Utility | 1 | 5 | 5 | 5 | 2 | 2012 |  | Y | [8 empty] | 0 | 0 | 5 | Y | [5 empty] | N |  | N |  | AZ
56904 | RP-Orlando, LLC | 57565 | RP-Orlando, LLC | FL | Orange | 1 | OP | Solar Photovoltaic | PV | IPP Non-CHP | 2 | 5.1 | 5.1 | 5.1 | 12 | 2011 |  | Y | [8 empty] | 180 |  | 5.9 | Y | [5 empty] | N |  | N |  | FL
59300 | PNM Resources | 57567 | Albuquerque Solar Energy Center | NM | Bernalillo | ASEC1 | OP | Solar Photovoltaic | PV | Electric Utility | 1 | 2 | 2 | 2 | 4 | 2011 |  |  |  | Y | [6 empty] | 180 | 25 | 2.4 |  | Y |  |  |  |  | N |  | N |  | NM
59300 | PNM Resources | 57571 | Los Lunas Solar Energy Center | NM | Valencia | LLSEC | OP | Solar Photovoltaic | PV | Electric Utility | 1 | 5 | 5 | 5 | 6 | 2011 |  |  |  | Y | [6 empty] | 180 | 25 | 6.4 |  | Y |  |  |  |  | N |  | N |  | NM
59300 | PNM Resources | 57571 | Los Lunas Solar Energy Center | NM | Valencia | LMS2 | OP | Solar Photovoltaic | PV | Electric Utility | 1 | 2 | 2 | 2 | 10 | 2013 |  |  |  | Y | [6 empty] | 180 | 25 | 2.5 |  | Y |  |  |  |  | N |  | N |  | NM
56915 | Solar Star New Jersey IV, LLC | 57574 | ETS Ewing Solar Facility | NJ | Mercer | ETS1 | OP | Solar Photovoltaic | PV | IPP Non-CHP | 2 | 1.3 | 1.3 | 1.3 | 6 | 2010 |  |  |  | Y | [6 empty] | 153 | 5 | 1.4 | Y | [5 empty] | N |  | N |  | NJ
59300 | PNM Resources | 57575 | Deming Solar Energy Center | NM | Luna | DSEC | OP | Solar Photovoltaic | PV | Electric Utility | 1 | 5 | 5 | 5 | 8 | 2011 |  |  |  | Y | [6 empty] | 180 | 25 | 6.2 |  | Y |  |  |  |  | N |  | N |  | NM
59300 | PNM Resources | 57575 | Deming Solar Energy Center | NM | Luna | HON2 | OP | Solar Photovoltaic | PV | Electric Utility | 1 | 4 | 4 | 4 | 11 | 2013 |  |  |  | Y | [6 empty] | 180 | 25 | 5 |  | Y |  |  |  |  | N |  | N |  | NM
59300 | PNM Resources | 57576 | Las Vegas Solar Energy Center | NM | San Miguel | LVSEC | OP | Solar Photovoltaic | PV | Electric Utility | 1 | 5 | 5 | 5 | 11 | 2011 |  |  |  | Y | [6 empty] | 180 | 25 | 6.4 |  | Y |  |  |  |  | N |  | N |  | NM
59300 | PNM Resources | 57577 | Alamogordo Solar Energy Center | NM | Otero | AGSEC | OP | Solar Photovoltaic | PV | Electric Utility | 1 | 5 | 4.9 | 4.9 | 10 | 2011 |  |  |  | Y | [6 empty] | 180 | 25 | 6.4 |  | Y |  |  |  |  | N |  | N |  | NM
17573 | South San Joaquin Irr District | 57579 | Robert O Schulz Solar Farm | CA | Stanislaus | 1 | OP | Solar Photovoltaic | PV | Electric Utility | 1 | 0.9 | 0.9 | 0.9 | 5 | 2008 |  |  | Y | [9 empty] | 1.2 | Y | [5 empty] | Y | 1.2 | N |  | CA
17573 | South San Joaquin Irr District | 57579 | Robert O Schulz Solar Farm | CA | Stanislaus | 2 | OP | Solar Photovoltaic | PV | Electric Utility | 1 | 0.4 | 0.4 | 0.4 | 5 | 2009 |  |  | Y | [9 empty] | 0.4 |  | Y |  |  |  |  | Y | 0.4 | N |  | CA
15477 | Public Service Elec & Gas Co | 57588 | Matrix Stults Road Solar Facility | NJ | Middlesex | STULT | OP | Solar Photovoltaic | PV | Electric Utility | 1 | 2.6 | 2.6 | 2.6 | 6 | 2011 |  |  |  | Y | [6 empty] | 194 | 10 | 3 | Y | [5 empty] | N |  | N |  | NJ
56924 | Long Island Solar Farm LLC | 57589 | Long Island Solar Farm LLC | NY | Suffolk | 9WUBN | OP | Solar Photovoltaic | PV | IPP Non-CHP | 2 | 31.5 | 31.5 | 31.5 | 12 | 2011 |  |  |  | Y | [6 empty] | 180 | 28 | 37.7 | Y | [5 empty] | N |  | N |  | NY
56926 | Hatch Solar Energy Center I, LLC | 57591 | Hatch Solar Energy Center I, LLC | NM | Dona Ana | 1 | OP | Solar Photovoltaic | PV | IPP Non-CHP | 2 | 5 | 5 | 5 | 6 | 2011 | N |  | Y |  |  |  | N | [5 empty] | 5.6 | Y |  |  |  |  | N | N |  | N |  | NM
56971 | 500 Virginia Solar, LP | 57640 | 500 Virginia Solar | PA | Montgomery | 1 | OP | Solar Photovoltaic | PV | IPP Non-CHP | 2 | 1 | 1 | 1 | 7 | 2011 | N |  |  | Y | [6 empty] | 220 | 10 | 1 | Y | [5 empty] | N |  | N |  | PA
56974 | Denver Airport Solar, LLC | 57645 | City & County of Denver at Denver Int'l | CO | Denver | PV1 | OP | Solar Photovoltaic | PV | IPP Non-CHP | 2 | 3.4 | 3.4 | 3.4 | 6 | 2011 |  |  |  | Y | [6 empty] | 180 | 25 | 4.5 | Y | [5 empty] | Y | 4.5 | N |  | CO
56975 | Constellation Solar Maryland, LLC | 57646 | McCormick & Co. Inc. at Belcamp | MD | Harford | PV1 | OP | Solar Photovoltaic | PV | IPP Non-CHP | 2 | 1.4 | 1.4 | 1.4 | 12 | 2010 |  |  |  | Y | [6 empty] | 180 | 20 | 1.8 | Y | [5 empty] | Y | 1.8 | N |  | MD
56976 | Constellation Solar New Jersey II, LLC | 57647 | Toys R Us- DE, Inc. at Mt. Olive, NJ | NJ | Morris | PV1 | OP | Solar Photovoltaic | PV | IPP Non-CHP | 2 | 4.1 | 4.1 | 4.1 | 12 | 2011 |  |  |  | Y | [6 empty] | 180 | 0 | 5.4 |  |  | Y |  |  |  | Y | 5.4 | N |  | NJ
56980 | Regulus Solar, LLC | 57650 | Regulus Solar Project | CA | Kern | FRV4 | OP | Solar Photovoltaic | PV | IPP Non-CHP | 2 | 60 | 60 | 60 | 11 | 2014 |  | Y | [8 empty] | 0 | 0 | 81.6 | Y | [5 empty] | N |  | N |  | CA
17650 | Southern Power Co | 57651 | FRV Cygnus Solar Project | CA | Kern | FRV3 | OP | Solar Photovoltaic | PV | IPP Non-CHP | 2 | 20 | 20 | 20 | 5 | 2014 |  | Y | [8 empty] | 90 |  | 26.4 | Y | [5 empty] | N |  | N |  | CA
57170 | EDF Renewable Asset Holdings, Inc. | 57652 | Yamhill Solar LLC | OR | Yamhill | 1 | OP | Solar Photovoltaic | PV | IPP Non-CHP | 2 | 1 | 1 | 1 | 10 | 2011 |  |  |  | Y | [6 empty] | 175 | 28 | 1.2 | Y | [5 empty] | N |  | N |  | OR
56982 | Kern Community College District | 57655 | Bakersfield College Solar 01 | CA | Kern | BC01 | OP | Solar Photovoltaic | PV | Commercial Non-CHP | 4 | 1.1 | 1.1 | 1.1 | 11 | 2010 |  | Y | [8 empty] | 1 | 1 | 1.1 | Y | [5 empty] | Y | 1 | N |  | CA
56984 | Temescal Canyon RV, LLC | 57656 | Temescal Canyon RV, LLC | CA | Riverside | 1 | OP | Solar Photovoltaic | PV | IPP Non-CHP | 2 | 1.5 | 1.5 | 1.5 | 5 | 2011 |  |  |  | Y | [6 empty] | 225 | 2 | 1.5 | Y | [5 empty] | N |  | N |  | CA
59398 | NRG Solar Avra Valley | 57657 | Avra Valley Solar | AZ | Pima | 1 | OP | Solar Photovoltaic | PV | IPP Non-CHP | 2 | 26.5 | 25 | 25 | 1 | 2013 |  | Y | [8 empty] | 180 | 0 | 26.5 |  | Y |  |  |  |  | X |  | X |  | AZ
56990 | NJR Clean Energy Ventures Corporation | 57660 | Vineland Mays Landing Solar | NJ | Cumberland | VNLND | OP | Solar Photovoltaic | PV | IPP Non-CHP | 2 | 4.3 | 3.7 | 3.7 | 10 | 2011 |  | Y |  | N | [6 empty] | 90 | 0 | 4.7 | Y | [5 empty] | N |  | N |  | NJ
56990 | NJR Clean Energy Ventures Corporation | 57661 | Manalapan Village Solar | NJ | Monmouth | MANVL | OP | Solar Photovoltaic | PV | IPP Non-CHP | 2 | 3.5 | 3.5 | 3.5 | 12 | 2011 |  |  |  | Y | [6 empty] | 180 | 20 | 3.6 | Y | [5 empty] | N |  | N |  | NJ
56990 | NJR Clean Energy Ventures Corporation | 57662 | McGraw Hill Solar | NJ | Mercer | MCGRH | OP | Solar Photovoltaic | PV | IPP Non-CHP | 2 | 12 | 12 | 12 | 12 | 2011 |  |  |  | Y | [6 empty] | 180 | 25 | 14.1 | Y | [5 empty] | N |  | N |  | NJ
56993 | SBS Energy Partners LLC | 57667 | Seabrook Solar Plant | NJ | Cumberland | P21A | OP | Solar Photovoltaic | PV | IPP Non-CHP | 2 | 1.5 | 1.5 | 1.5 | 12 | 2011 |  |  |  | Y | [6 empty] | 180 | 20 | 1.7 | Y | [5 empty] | Y | 1.7 | N |  | NJ
56993 | SBS Energy Partners LLC | 57667 | Seabrook Solar Plant | NJ | Cumberland | P21B | OP | Solar Photovoltaic | PV | IPP Non-CHP | 2 | 1.5 | 1.5 | 1.5 | 4 | 2014 |  |  |  | Y | [6 empty] | 180 | 20 | 1.9 | Y | [5 empty] | Y | 1.9 | N |  | NJ
56993 | SBS Energy Partners LLC | 57667 | Seabrook Solar Plant | NJ | Cumberland | P2P2 | OP | Solar Photovoltaic | PV | IPP Non-CHP | 2 | 0.8 | 0.8 | 0.8 | 4 | 2014 |  |  |  | Y | [6 empty] | 180 | 20 | 0.8 | Y | [5 empty] | Y | 0.8 | N |  | NJ
56993 | SBS Energy Partners LLC | 57667 | Seabrook Solar Plant | NJ | Cumberland | SBS1 | OP | Solar Photovoltaic | PV | IPP Non-CHP | 2 | 3 | 3 | 3 | 3 | 2011 |  |  |  | Y | [6 empty] | 180 | 20 | 3.1 | Y | [5 empty] | Y | 3.1 | N |  | NJ
56994 | Carlisle Area School District | 57668 | CASD Solar | PA | Cumberland | CASDE | OP | Solar Photovoltaic | PV | Commercial Non-CHP | 4 | 0.9 | 0.9 | 0.9 | 10 | 2010 |  |  | Y | Y | [6 empty] | 172 | 30 | 0.9 | Y | [5 empty] | Y | 0.6 | Y | 0.3 | PA
56994 | Carlisle Area School District | 57668 | CASD Solar | PA | Cumberland | CASDW | OP | Solar Photovoltaic | PV | Commercial Non-CHP | 4 | 0.4 | 0.4 | 0.4 | 10 | 2010 |  |  | Y | Y | [6 empty] | 172 | 30 | 0.4 | Y | [5 empty] | N |  | Y | 0.4 | PA
56995 | Sacramento PV Energy, LLC | 57669 | SMUD at Grundman | CA | Sacramento | PV1 | OP | Solar Photovoltaic | PV | IPP Non-CHP | 2 | 17 | 18 | 17 | 12 | 2011 |  |  |  | Y | [6 empty] | 210 | 20 | 21.9 |  | Y |  |  |  |  | Y | 21.9 | N |  | CA
56995 | Sacramento PV Energy, LLC | 57670 | SMUD at Van Conett | CA | Sacramento | PV1 | OP | Solar Photovoltaic | PV | IPP Non-CHP | 2 | 2.9 | 2.9 | 2.9 | 12 | 2011 |  |  |  | Y | [6 empty] | 210 | 20 | 3.7 |  | Y |  |  |  |  | Y | 3.7 | N |  | CA
56995 | Sacramento PV Energy, LLC | 57671 | SMUD at Fleshman | CA | Sacramento | PV1 | OP | Solar Photovoltaic | PV | IPP Non-CHP | 2 | 2.9 | 2.9 | 2.9 | 12 | 2011 |  |  |  | Y | [6 empty] | 210 | 20 | 3.7 |  | Y |  |  |  |  | Y | 3.7 | N |  | CA
56998 | Macys Corporate Services, Inc | 57673 | Macys Goodyear | AZ | Maricopa | 1 | OP | Solar Photovoltaic | PV | IPP Non-CHP | 2 | 3.5 | 3.5 | 3.5 | 12 | 2010 |  |  |  | Y | [6 empty] | 180 | 7 | 3.5 | Y | [5 empty] | N |  | N |  | AZ
56999 | Western Massachusetts Electric Company | 57674 | Indian Orchard PV Facility | MA | Hampden | 1 | OP | Solar Photovoltaic | PV | Electric Utility | 1 | 2.3 | 2.3 | 2.3 | 12 | 2011 |  |  |  | Y | [6 empty] | 180 | 20 | 2.3 | Y | [5 empty] | N |  | N |  | MA
56999 | Western Massachusetts Electric Company | 57676 | Silver Lake Solar Photovoltaic Facility | MA | Berkshire | 1 | OP | Solar Photovoltaic | PV | Electric Utility | 1 | 1.8 | 1.8 | 1.8 | 12 | 2010 |  |  |  | Y | [6 empty] | 180 | 20 | 1.8 | Y | [5 empty] | N |  | N |  | MA
57001 | Murphy Farm Power, LLC | 57677 | Murphy Farm Power, LLC | NC | Cherokee | 1 | OP | Solar Photovoltaic | PV | IPP Non-CHP | 2 | 1 | 0.9 | 0.9 | 5 | 2011 |  |  |  | Y | [6 empty] | 180 | 30 | 1 | Y | [5 empty] | N |  | N |  | NC
57004 | Arlington Valley Solar Energy II LLC | 57680 | Arlington Valley Solar Energy II | AZ | Maricopa | AVSE1 | OP | Solar Photovoltaic | PV | IPP Non-CHP | 2 | 19 | 18.5 | 18.5 | 4 | 2013 |  | Y |  | N | [6 empty] | 90 |  | 26.1 | Y | [5 empty] | N |  | N |  | AZ
57004 | Arlington Valley Solar Energy II LLC | 57680 | Arlington Valley Solar Energy II | AZ | Maricopa | AVSE2 | OP | Solar Photovoltaic | PV | IPP Non-CHP | 2 | 28 | 27.3 | 27.3 | 4 | 2013 |  | Y |  | N | [6 empty] | 90 |  | 38.5 | Y | [5 empty] | N |  | N |  | AZ
57004 | Arlington Valley Solar Energy II LLC | 57680 | Arlington Valley Solar Energy II | AZ | Maricopa | AVSE3 | OP | Solar Photovoltaic | PV | IPP Non-CHP | 2 | 28 | 27.3 | 27.3 | 5 | 2013 |  | Y |  | N | [6 empty] | 90 |  | 38.4 | Y | [5 empty] | N |  | N |  | AZ
57004 | Arlington Valley Solar Energy II LLC | 57680 | Arlington Valley Solar Energy II | AZ | Maricopa | AVSE4 | OP | Solar Photovoltaic | PV | IPP Non-CHP | 2 | 26 | 25 | 25 | 8 | 2013 |  | Y |  | N | [6 empty] | 90 |  | 33.5 | Y | [5 empty] | N |  | N |  | AZ
57004 | Arlington Valley Solar Energy II LLC | 57680 | Arlington Valley Solar Energy II | AZ | Maricopa | AVSE5 | OP | Solar Photovoltaic | PV | IPP Non-CHP | 2 | 28 | 27.3 | 27.3 | 8 | 2013 |  | Y |  | N | [6 empty] | 90 |  | 38.4 | Y | [5 empty] | N |  | N |  | AZ
57005 | SunE NLB-2, LLC | 57681 | City of Boulder WWTP | CO | Boulder | 1 | OP | Solar Photovoltaic | PV | IPP Non-CHP | 2 | 1 | 0.9 | 0.9 | 6 | 2010 |  |  |  | Y | [6 empty] | 180 | 30 | 1 | Y | [5 empty] | N |  | N |  | CO
57006 | SunE GIL1, LLC | 57682 | City of Madera WWTP | CA | Madera | 1 | OP | Solar Photovoltaic | PV | IPP Non-CHP | 2 | 1.2 | 1 | 1 | 9 | 2009 |  |  | Y | [9 empty] | 1.2 | Y | [5 empty] | Y | 1 | N |  | CA
57007 | SunE WF3-ST Holdings, LLC | 57683 | Staples La Mirada, CA | CA | Los Angeles | 1 | OP | Solar Photovoltaic | PV | IPP Non-CHP | 2 | 1.1 | 0.9 | 0.9 | 3 | 2009 |  |  |  | Y | [6 empty] | 180 | 20 | 1.1 | Y | [5 empty] | Y | 1 | N |  | CA
59184 | Humphrey Realty | 57685 | Rinehart | FL | Seminole | 1 | OP | Solar Photovoltaic | PV | IPP Non-CHP | 2 | 10 | 10 | 10 | 6 | 2011 |  |  |  | N | [5 empty] | Y |  |  | 10 | Y | [5 empty] | N |  | N |  | FL
57011 | CS Murphy Point, LLC | 57687 | CS Murphy Point, LLC | NC | Cherokee | 1 | OP | Solar Photovoltaic | PV | IPP Non-CHP | 2 | 1 | 0.9 | 0.9 | 8 | 2011 |  |  |  | Y | [6 empty] | 180 | 30 | 1 | Y | [5 empty] | N |  | N |  | NC
57017 | DOE National Renewable Energy Laboratory | 57692 | DOE Golden NWTC Load Side | CO | Jefferson | SEPV | OP | Solar Photovoltaic | PV | Commercial Non-CHP | 4 | 1.1 | 1.1 | 1.1 | 10 | 2009 |  | Y |  | N | [6 empty] | 180 |  | 1.1 | Y | [5 empty] | Y | 1.1 | N |  | CO
57017 | DOE National Renewable Energy Laboratory | 57694 | DOE Golden NREL Main Campus | CO | Jefferson | MESA | OP | Solar Photovoltaic | PV | Commercial Non-CHP | 4 | 0.7 | 0.7 | 0.7 | 12 | 2008 |  | Y | [8 empty] | 180 |  | 0.7 | Y | [5 empty] | N |  | N |  | CO
57017 | DOE National Renewable Energy Laboratory | 57694 | DOE Golden NREL Main Campus | CO | Jefferson | PARKG | OP | Solar Photovoltaic | PV | Commercial Non-CHP | 4 | 1.2 | 1.2 | 1.2 | 3 | 2013 |  | N |  | Y | [6 empty] | 180 | 16.7 | 1.2 | Y | [5 empty] | N |  | N |  | CO
57017 | DOE National Renewable Energy Laboratory | 57694 | DOE Golden NREL Main Campus | CO | Jefferson | PARKL | OP | Solar Photovoltaic | PV | Commercial Non-CHP | 4 | 0.5 | 0.5 | 0.5 | 9 | 2011 |  | N |  | Y | [6 empty] | 165 | 9 | 0.5 | Y | [5 empty] | N |  | N |  | CO
57017 | DOE National Renewable Energy Laboratory | 57694 | DOE Golden NREL Main Campus | CO | Jefferson | RSF1 | OP | Solar Photovoltaic | PV | Commercial Non-CHP | 4 | 0.4 | 0.4 | 0.4 | 12 | 2010 |  | N |  | Y | [6 empty] | 180 | 10 | 0.4 | Y | [5 empty] | N |  | N |  | CO
57017 | DOE National Renewable Energy Laboratory | 57694 | DOE Golden NREL Main Campus | CO | Jefferson | RSF2 | OP | Solar Photovoltaic | PV | Commercial Non-CHP | 4 | 0.4 | 0.4 | 0.4 | 2 | 2012 |  | N |  | Y | [6 empty] | 165 | 10 | 0.4 | Y | [5 empty] | N |  | N |  | CO
57017 | DOE National Renewable Energy Laboratory | 57694 | DOE Golden NREL Main Campus | CO | Jefferson | STF | OP | Solar Photovoltaic | PV | Commercial Non-CHP | 4 | 0.1 | 0.1 | 0.1 | 6 | 2009 |  | N |  | Y | [6 empty] | 175 | 10 | 0.1 | Y | [5 empty] | N |  | N |  | CO
59874 | Topaz Solar Farms LLC | 57695 | Topaz Solar Farm | CA | San Luis Obispo | TPZ1 | OP | Solar Photovoltaic | PV | IPP Non-CHP | 2 | 129.8 | 129.8 | 129.8 | 4 | 2013 |  |  |  | Y | [6 empty] | 180 | 25 | 166 |  | Y |  |  |  |  | N |  | N |  | CA
59874 | Topaz Solar Farms LLC | 57695 | Topaz Solar Farm | CA | San Luis Obispo | TPZ2 | OP | Solar Photovoltaic | PV | IPP Non-CHP | 2 | 151.2 | 151.2 | 151.2 | 6 | 2013 |  |  |  | Y | [6 empty] | 180 | 25 | 191.9 |  | Y |  |  |  |  | N |  | N |  | CA
59874 | Topaz Solar Farms LLC | 57695 | Topaz Solar Farm | CA | San Luis Obispo | TPZ3 | OP | Solar Photovoltaic | PV | IPP Non-CHP | 2 | 102.1 | 102.1 | 102.1 | 1 | 2014 |  |  |  | Y | [6 empty] | 180 | 25 | 131.4 |  | Y |  |  |  |  | N |  | N |  | CA
59874 | Topaz Solar Farms LLC | 57695 | Topaz Solar Farm | CA | San Luis Obispo | TPZ4 | OP | Solar Photovoltaic | PV | IPP Non-CHP | 2 | 90.3 | 90.3 | 90.3 | 11 | 2014 |  |  |  | Y | [6 empty] | 180 | 25 | 116.1 |  | Y |  |  |  |  | N |  | N |  | CA
59874 | Topaz Solar Farms LLC | 57695 | Topaz Solar Farm | CA | San Luis Obispo | TPZ5 | OP | Solar Photovoltaic | PV | IPP Non-CHP | 2 | 112.5 | 112.5 | 112.5 | 10 | 2014 |  |  |  | Y | [6 empty] | 180 | 25 | 146.7 |  | Y |  |  |  |  | N |  | N |  | CA
60281 | Altus Power America Management, LLC | 57697 | Aerojet I | CA | Sacramento | 1 | OP | Solar Photovoltaic | PV | IPP Non-CHP | 2 | 3 | 3 | 3 | 12 | 2009 |  | Y | [8 empty] | 225 | 45 | 3 | Y | [5 empty] | N |  | N |  | CA
60281 | Altus Power America Management, LLC | 57698 | Aerojet II | CA | Sacramento | 1 | OP | Solar Photovoltaic | PV | IPP Non-CHP | 2 | 2.7 | 2.7 | 2.7 | 6 | 2010 |  | Y | [8 empty] | 225 | 45 | 2.7 | Y | [5 empty] | N |  | N |  | CA
57021 | FRV AE Solar LLC | 57699 | Webberville Solar Project | TX | Travis | AES1 | OP | Solar Photovoltaic | PV | IPP Non-CHP | 2 | 30 | 30 | 30 | 12 | 2011 |  | Y | [8 empty] | 0 | 0 | 35 | Y | [5 empty] | N |  | N |  | TX
57030 | Mesquite Solar 1, LLC | 57707 | Mesquite Solar 1 | AZ | Maricopa | 1 | OP | Solar Photovoltaic | PV | IPP Non-CHP | 2 | 16 | 16 | 16 | 11 | 2011 |  |  |  | Y | [6 empty] | 180 | 20 | 22.5 | Y | [5 empty] | N |  | N |  | AZ
57030 | Mesquite Solar 1, LLC | 57707 | Mesquite Solar 1 | AZ | Maricopa | 10 | OP | Solar Photovoltaic | PV | IPP Non-CHP | 2 | 12 | 12 | 12 | 10 | 2012 |  |  |  | Y | [6 empty] | 180 | 20 | 15.2 | Y | [5 empty] | N |  | N |  | AZ
57030 | Mesquite Solar 1, LLC | 57707 | Mesquite Solar 1 | AZ | Maricopa | 11 | OP | Solar Photovoltaic | PV | IPP Non-CHP | 2 | 16 | 16 | 16 | 10 | 2012 |  |  |  | Y | [6 empty] | 180 | 20 | 22.5 | Y | [5 empty] | N |  | N |  | AZ
57030 | Mesquite Solar 1, LLC | 57707 | Mesquite Solar 1 | AZ | Maricopa | 12 | OP | Solar Photovoltaic | PV | IPP Non-CHP | 2 | 16 | 16 | 16 | 12 | 2012 |  |  |  | Y | [6 empty] | 180 | 20 | 22.5 | Y | [5 empty] | N |  | N |  | AZ
57030 | Mesquite Solar 1, LLC | 57707 | Mesquite Solar 1 | AZ | Maricopa | 2 | OP | Solar Photovoltaic | PV | IPP Non-CHP | 2 | 16 | 16 | 16 | 1 | 2012 |  |  |  | Y | [6 empty] | 180 | 20 | 22.5 | Y | [5 empty] | N |  | N |  | AZ
57030 | Mesquite Solar 1, LLC | 57707 | Mesquite Solar 1 | AZ | Maricopa | 3 | OP | Solar Photovoltaic | PV | IPP Non-CHP | 2 | 10 | 10 | 10 | 12 | 2011 |  |  |  | Y | [6 empty] | 180 | 20 | 14.1 | Y | [5 empty] | N |  | N |  | AZ
57030 | Mesquite Solar 1, LLC | 57707 | Mesquite Solar 1 | AZ | Maricopa | 4 | OP | Solar Photovoltaic | PV | IPP Non-CHP | 2 | 16 | 16 | 16 | 5 | 2012 |  |  |  | Y | [6 empty] | 180 | 20 | 22.5 | Y | [5 empty] | N |  | N |  | AZ
57030 | Mesquite Solar 1, LLC | 57707 | Mesquite Solar 1 | AZ | Maricopa | 5 | OP | Solar Photovoltaic | PV | IPP Non-CHP | 2 | 16 | 16 | 16 | 6 | 2012 |  |  |  | Y | [6 empty] | 180 | 20 | 22.5 | Y | [5 empty] | N |  | N |  | AZ
57030 | Mesquite Solar 1, LLC | 57707 | Mesquite Solar 1 | AZ | Maricopa | 6 | OP | Solar Photovoltaic | PV | IPP Non-CHP | 2 | 8 | 8 | 8 | 8 | 2012 |  |  |  | Y | [6 empty] | 180 | 20 | 11.3 | Y | [5 empty] | N |  | N |  | AZ
57030 | Mesquite Solar 1, LLC | 57707 | Mesquite Solar 1 | AZ | Maricopa | 7 | OP | Solar Photovoltaic | PV | IPP Non-CHP | 2 | 16 | 16 | 16 | 9 | 2012 |  |  |  | Y | [6 empty] | 180 | 20 | 21.9 | Y | [5 empty] | N |  | N |  | AZ
57030 | Mesquite Solar 1, LLC | 57707 | Mesquite Solar 1 | AZ | Maricopa | 8 | OP | Solar Photovoltaic | PV | IPP Non-CHP | 2 | 12 | 12 | 12 | 10 | 2012 |  |  |  | Y | [6 empty] | 180 | 20 | 15.6 | Y | [5 empty] | N |  | N |  | AZ
57030 | Mesquite Solar 1, LLC | 57707 | Mesquite Solar 1 | AZ | Maricopa | 9 | OP | Solar Photovoltaic | PV | IPP Non-CHP | 2 | 16 | 16 | 16 | 10 | 2012 |  |  |  | Y | [6 empty] | 180 | 20 | 22 | Y | [5 empty] | N |  | N |  | AZ
57170 | EDF Renewable Asset Holdings, Inc. | 57708 | Catalina Solar LLC | CA | Kern | INV | OP | Solar Photovoltaic | PV | IPP Non-CHP | 2 | 110 | 110 | 110 | 12 | 2012 |  |  |  | Y | [6 empty] | 178 | 20 | 143 |  | Y |  |  |  |  | N |  | N |  | CA
60025 | Greenbacker Renewable Energy Corporation | 57722 | North Palm Springs 4A | CA | Riverside | 1 | OP | Solar Photovoltaic | PV | IPP Non-CHP | 2 | 4 | 4 | 4 | 10 | 2012 |  | Y | [8 empty] | 225 | 45 | 4 | Y | [5 empty] | N |  | N |  | CA
56976 | Constellation Solar New Jersey II, LLC | 57723 | Johnson Matthey, Inc. Solar | NJ | Gloucester | PV1 | OP | Solar Photovoltaic | PV | IPP Non-CHP | 2 | 4 | 4 | 4 | 3 | 2011 |  | Y | [8 empty] | 180 |  | 5.2 | Y | [5 empty] | Y | 5.2 | N |  | NJ
15477 | Public Service Elec & Gas Co | 57724 | NJMC Landfill | NJ | Hudson | NJMC | OP | Solar Photovoltaic | PV | Electric Utility | 1 | 2.5 | 2.5 | 2.5 | 12 | 2011 |  |  |  | Y | [6 empty] | 175 | 20 | 3 | Y | [5 empty] | N |  | N |  | NJ
15477 | Public Service Elec & Gas Co | 57726 | Summit Associates | NJ | Middlesex | SUMA | OP | Solar Photovoltaic | PV | Electric Utility | 1 | 1.9 | 1.9 | 1.9 | 12 | 2011 |  |  |  | Y | [6 empty] | 144 | 12.5 | 2.2 | Y | [5 empty] | N |  | N |  | NJ
15477 | Public Service Elec & Gas Co | 57727 | BlackRock-Matrix | NJ | Middlesex | BLAR | OP | Solar Photovoltaic | PV | Electric Utility | 1 | 2.5 | 2.5 | 2.5 | 3 | 2012 |  |  |  | Y | [6 empty] | 202 | 10 | 3 | Y | [5 empty] | N |  | N |  | NJ
15477 | Public Service Elec & Gas Co | 57728 | Mill Creek Solar | NJ | Burlington | MILLC | OP | Solar Photovoltaic | PV | Electric Utility | 1 | 3.5 | 3.5 | 3.5 | 12 | 2011 |  |  |  | Y | [6 empty] | 191 | 22 | 3.8 |  |  |  | Y |  |  | N |  | N |  | NJ
57044 | Constellation Solar New Jersey, LLC | 57733 | Benjamin Moore & Co. Solar | NJ | Morris | PV1 | OP | Solar Photovoltaic | PV | Commercial Non-CHP | 4 | 1.4 | 1.4 | 1.4 | 12 | 2010 |  |  |  | Y | [6 empty] | 180 | 35 | 1.8 | Y | [5 empty] | Y | 1.4 | N |  | NJ
57049 | NFI Solar LLC | 57734 | Cherry Hill | NJ | Camden | CH | OP | Solar Photovoltaic | PV | IPP Non-CHP | 2 | 1.1 | 1.1 | 1.1 | 3 | 2010 |  |  |  | Y | [5 empty] | N | 180 | 0 | 1.3 | Y | [5 empty] | Y | 1.1 | N |  | NJ
57055 | SunE SPS1, LLC | 57736 | SPS1 Dollarhide | NM | Lea | 1 | OP | Solar Photovoltaic | PV | IPP Non-CHP | 2 | 10 | 10 | 10 | 9 | 2011 |  | Y | [8 empty] | 180 | 0 | 10.7 | Y | [5 empty] | N |  | N |  | NM
57056 | SunE SPS2, LLC | 57737 | SPS2 Jal | NM | Lea | 1 | OP | Solar Photovoltaic | PV | IPP Non-CHP | 2 | 10 | 10 | 10 | 9 | 2011 |  | Y | [8 empty] | 180 | 0 | 10.8 | Y | [5 empty] | N |  | N |  | NM
57057 | SunE SPS3, LLC | 57738 | SPS3 Lea | NM | Lea | 1 | OP | Solar Photovoltaic | PV | IPP Non-CHP | 2 | 10 | 10 | 10 | 11 | 2011 |  | Y | [8 empty] | 180 | 0 | 10.6 | Y | [5 empty] | N |  | N |  | NM
57059 | SunE SPS4, LLC | 57739 | SPS4 Monument | NM | Lea | 1 | OP | Solar Photovoltaic | PV | IPP Non-CHP | 2 | 10.1 | 10.1 | 10.1 | 12 | 2011 |  | Y | [8 empty] | 180 | 0 | 10.8 | Y | [5 empty] | N |  | N |  | NM
57058 | SunE SPS5, LLC | 57740 | SPS5 Hopi | NM | Eddy | 1 | OP | Solar Photovoltaic | PV | IPP Non-CHP | 2 | 10.1 | 10.1 | 10.1 | 12 | 2011 |  | Y | [8 empty] | 180 | 0 | 10.9 | Y | [5 empty] | N |  | N |  | NM
57049 | NFI Solar LLC | 57742 | Vineland Headquarters | NJ | Cumberland | VHQ | OP | Solar Photovoltaic | PV | IPP Non-CHP | 2 | 1.1 | 1.1 | 1.1 | 6 | 2011 |  |  |  | Y | [6 empty] | 180 | 5 | 1.3 | Y | [5 empty] | Y | 1.1 | N |  | NJ
60025 | Greenbacker Renewable Energy Corporation | 57743 | North Palm Springs 1A | CA | Riverside | 1 | OP | Solar Photovoltaic | PV | IPP Non-CHP | 2 | 2.5 | 2.4 | 2.4 | 4 | 2012 |  | Y | [8 empty] | 225 | 45 | 2.4 | Y | [5 empty] | N |  | N |  | CA
57044 | Constellation Solar New Jersey, LLC | 57745 | The City of Vineland at West Vineland | NJ | Cumberland | PV1 | OP | Solar Photovoltaic | PV | IPP Non-CHP | 2 | 3.7 | 3.7 | 3.7 | 10 | 2011 |  |  |  | Y | [6 empty] | 180 | 25 | 4.8 | Y | [5 empty] | Y | 4.8 | N |  | NJ
57044 | Constellation Solar New Jersey, LLC | 57746 | The City of Vineland at North Vineland | NJ | Cumberland | PV1 | OP | Solar Photovoltaic | PV | IPP Non-CHP | 2 | 2.3 | 2.3 | 2.3 | 10 | 2011 |  |  |  | Y | [6 empty] | 180 | 25 | 3 | Y | [5 empty] | Y | 3 | N |  | NJ
57052 | NRG Solar Arrowhead LLC | 57747 | FedEx Field Solar Facility | MD | Prince Georges | 1 | OP | Solar Photovoltaic | PV | IPP Non-CHP | 2 | 2 | 2 | 2 | 9 | 2011 |  |  |  | Y | [5 empty] | Y |  |  | 2 | Y | [5 empty] | N |  | N |  | MD
57049 | NFI Solar LLC | 57750 | Maple Solar | NJ | Cumberland | P1 | OP | Solar Photovoltaic | PV | IPP Non-CHP | 2 | 1.6 | 1.6 | 1.6 | 5 | 2011 |  |  |  | Y | [6 empty] | 180 | 27 | 2 | Y | [5 empty] | N |  | N |  | NJ
57049 | NFI Solar LLC | 57750 | Maple Solar | NJ | Cumberland | P2 | OP | Solar Photovoltaic | PV | IPP Non-CHP | 2 | 0.8 | 0.8 | 0.8 | 9 | 2011 |  |  |  | Y | [6 empty] | 180 | 27 | 1 | Y | [5 empty] | N |  | N |  | NJ
56995 | Sacramento PV Energy, LLC | 57753 | SMUD at Lawrence | CA | Sacramento | PV1 | OP | Solar Photovoltaic | PV | IPP Non-CHP | 2 | 1 | 1 | 1 | 12 | 2011 |  |  |  | Y | [6 empty] | 210 | 20 | 1.2 |  | Y |  |  |  |  | Y | 1.2 | N |  | CA
57065 | Constellation Solar Horizons LLC | 57758 | Mount Saint Mary's | MD | Frederick | PV1 | OP | Solar Photovoltaic | PV | IPP Non-CHP | 2 | 13.7 | 13.7 | 13.7 | 7 | 2012 |  |  |  | Y | [6 empty] | 157 | 25 | 16.1 |  | Y |  |  |  |  | Y | 16.1 | N |  | MD
57073 | Solar Star California XV, LLC | 57764 | Naval Air Weapons Station China Lake | CA | Kern | 1 | OP | Solar Photovoltaic | PV | Commercial Non-CHP | 4 | 11.1 | 11.1 | 11.1 | 9 | 2012 |  | Y | [8 empty] | 0 | 0 | 13.8 | Y | [5 empty] | N |  | N |  | CA
58863 | Main Street Power | 57765 | Arizona Western College PV | AZ | Yuma | SFC | OP | Solar Photovoltaic | PV | IPP Non-CHP | 2 | 1 | 1 | 1 | 11 | 2011 | Y |  | Y | [9 empty] | 1 | Y | [5 empty] | N |  | N |  | AZ
58863 | Main Street Power | 57765 | Arizona Western College PV | AZ | Yuma | SHP | OP | Solar Photovoltaic | PV | IPP Non-CHP | 2 | 0.9 | 0.9 | 0.9 | 11 | 2011 |  | Y | [8 empty] | 180 | 5 | 0.9 |  |  | Y |  |  |  | N |  | N |  | AZ
58863 | Main Street Power | 57765 | Arizona Western College PV | AZ | Yuma | SOLEG | OP | Solar Photovoltaic | PV | IPP Non-CHP | 2 | 1 | 1 | 1 | 4 | 2015 |  |  |  | Y | [6 empty] | 180 | 16 | 1.3 | Y | [5 empty] | N |  | N |  | AZ
58863 | Main Street Power | 57765 | Arizona Western College PV | AZ | Yuma | STE | OP | Solar Photovoltaic | PV | IPP Non-CHP | 2 | 0.9 | 0.9 | 0.9 | 11 | 2011 |  | Y | [8 empty] | 180 | 5 | 0.9 | Y | [5 empty] | N |  | N |  | AZ
58863 | Main Street Power | 57765 | Arizona Western College PV | AZ | Yuma | SWD | OP | Solar Photovoltaic | PV | IPP Non-CHP | 2 | 0.9 | 0.9 | 0.9 | 11 | 2011 |  | Y | [8 empty] | 180 | 5 | 0.9 | Y | [5 empty] | N |  | N |  | AZ
57078 | Ecogy Pennsylvania Systems LLC | 57768 | Longwood Gardens | PA | Chester | 1 | OP | Solar Photovoltaic | PV | IPP Non-CHP | 2 | 1.3 | 1.3 | 1.3 | 5 | 2010 |  |  |  | Y | [6 empty] | 180 | 30 | 1.6 | Y | [5 empty] | Y | 1.3 | N |  | PA
57081 | WGL Energy Systems, Inc | 57772 | Perdue Bridgeville Photovoltaic | DE | Sussex | BRID | OP | Solar Photovoltaic | PV | IPP Non-CHP | 2 | 1.3 | 1.3 | 1.3 | 7 | 2011 |  | N |  | Y | [6 empty] | 180 | 25 | 1.6 | Y | [5 empty] | Y | 1.5 | N |  | DE
58315 | SSA Solar of CA 2 LLC | 57773 | Palo Verde College | CA | Riverside | 1 | OP | Solar Photovoltaic | PV | Commercial Non-CHP | 4 | 1.2 | 1.2 | 1.2 | 8 | 2009 |  | Y | [9 empty] | 30 | 1.2 | Y | [5 empty] | N |  | N |  | CA
11556 | Brookfield Energy Marketing LP | 57775 | Kingman 1 | AZ | Mohave | PV | OP | Solar Photovoltaic | PV | IPP Non-CHP | 2 | 0.5 | 0.5 | 0.5 | 9 | 2011 |  | Y |  |  | N |  |  |  |  | Y | 90 |  | 0.5 | Y | [5 empty] | Y | 0.5 | N |  | AZ
58316 | SSA Solar of NJ LLC | 57776 | FedEx Woodbridge | NJ | Middlesex | 1 | OP | Solar Photovoltaic | PV | IPP Non-CHP | 2 | 2.4 | 2.4 | 2.4 | 12 | 2009 |  | N |  | Y | [6 empty] | 137 | 2 | 2.4 | Y | [5 empty] | N |  | N |  | NJ
57354 | X-Elio North America Inc | 57777 | RE Dillard 1 | CA | Sacramento | DL1 | OP | Solar Photovoltaic | PV | IPP Non-CHP | 2 | 3 | 3 | 3 | 1 | 2012 |  | Y |  | N | [6 empty] | 90 |  | 3.8 | Y | [5 empty] | Y | 3.8 | N |  | CA
57354 | X-Elio North America Inc | 57778 | RE Kammerer 1 | CA | Sacramento | KAM1 | OP | Solar Photovoltaic | PV | IPP Non-CHP | 2 | 5 | 5 | 5 | 1 | 2012 |  | Y | [8 empty] | 90 |  | 6.2 | Y | [5 empty] | N |  | N |  | CA
57354 | X-Elio North America Inc | 57779 | RE Dillard 2 | CA | Sacramento | DIL2 | OP | Solar Photovoltaic | PV | IPP Non-CHP | 2 | 3 | 3 | 3 | 1 | 2012 |  | Y | [8 empty] | 90 |  | 3.8 | Y | [5 empty] | Y | 3.8 | N |  | CA
57354 | X-Elio North America Inc | 57780 | RE Kammerer 2 | CA | Sacramento | KAM2 | OP | Solar Photovoltaic | PV | IPP Non-CHP | 2 | 5 | 5 | 5 | 2 | 2012 |  | Y | [8 empty] | 90 |  | 6.2 | Y | [5 empty] | N |  | N |  | CA
57354 | X-Elio North America Inc | 57781 | RE Dillard 3 | CA | Sacramento | DIL3 | OP | Solar Photovoltaic | PV | IPP Non-CHP | 2 | 3 | 3 | 3 | 1 | 2012 |  | Y | [8 empty] | 90 |  | 3.8 | Y | [5 empty] | Y | 3.8 | N |  | CA
57354 | X-Elio North America Inc | 57782 | RE Kammerer 3 | CA | Sacramento | KAM3 | OP | Solar Photovoltaic | PV | IPP Non-CHP | 2 | 5 | 5 | 5 | 2 | 2012 |  | Y | [8 empty] | 90 |  | 6.2 | Y | [5 empty] | N |  | N |  | CA
57354 | X-Elio North America Inc | 57783 | RE Bruceville 1 | CA | Sacramento | BRU1 | OP | Solar Photovoltaic | PV | IPP Non-CHP | 2 | 5 | 5 | 5 | 1 | 2012 |  | Y | [8 empty] | 90 |  | 6.2 | Y | [5 empty] | N |  | N |  | CA
57354 | X-Elio North America Inc | 57784 | RE Bruceville 2 | CA | Sacramento | BRU2 | OP | Solar Photovoltaic | PV | IPP Non-CHP | 2 | 5 | 5 | 5 | 2 | 2012 |  | Y | [8 empty] | 90 |  | 6.2 | Y | [5 empty] | N |  | N |  | CA
57354 | X-Elio North America Inc | 57785 | RE Bruceville 3 | CA | Sacramento | BRU3 | OP | Solar Photovoltaic | PV | IPP Non-CHP | 2 | 5 | 5 | 5 | 2 | 2012 |  | Y | [8 empty] | 90 |  | 6.2 | Y | [5 empty] | N |  | N |  | CA
57107 | RE Bagdad Solar 1 LLC | 57790 | RE Bagdad Solar I LLC | AZ | Yavapai | 1 | OP | Solar Photovoltaic | PV | IPP Non-CHP | 2 | 16.6 | 15 | 15 | 12 | 2011 |  | Y | [8 empty] | 180 |  | 16.6 | Y | [5 empty] | N |  | N |  | AZ
57112 | RE Ajo 1 LLC | 57795 | RE Ajo 1 LLC | AZ | Pima | 1 | OP | Solar Photovoltaic | PV | IPP Non-CHP | 2 | 4.5 | 4.5 | 4.5 | 8 | 2011 |  | Y | [8 empty] | 180 |  | 5 | Y | [5 empty] | N |  | N |  | AZ
57104 | Golden Springs Development Company LLC | 57796 | Golden Springs Building C-1 | CA | Los Angeles | 1 | OP | Solar Photovoltaic | PV | IPP Non-CHP | 2 | 1.2 | 1.2 | 1.2 | 2 | 2012 |  |  |  | Y | [6 empty] | 180 | 10 | 1.3 | Y | [5 empty] | N |  | N |  | CA
57104 | Golden Springs Development Company LLC | 57797 | Golden Springs Building D | CA | Los Angeles | 1 | OP | Solar Photovoltaic | PV | IPP Non-CHP | 2 | 1.3 | 1.3 | 1.3 | 3 | 2012 |  |  |  | Y | [6 empty] | 180 | 10 | 1.4 | Y | [5 empty] | N |  | N |  | CA
59139 | SunEdison LLC | 57799 | ISH Solar Central, LLC | NJ | Monmouth | 1 | OP | Solar Photovoltaic | PV | IPP Non-CHP | 2 | 1.4 | 1.4 | 1.4 | 10 | 2011 |  |  |  | Y | [6 empty] | 0 | 0 | 4.4 | Y | [5 empty] | N |  | N |  | NJ
57124 | Nautilus Solar WPU LLC | 57805 | William Paterson University | NJ | Passaic | WPU1 | OP | Solar Photovoltaic | PV | Commercial Non-CHP | 4 | 1.4 | 1.4 | 1.4 | 10 | 2010 |  |  |  | Y | [6 empty] | 180 | 15 | 1.4 | Y | [5 empty] | Y | 1.4 | N |  | NJ
57354 | X-Elio North America Inc | 57806 | RE Dillard 4 | CA | Sacramento | DIL4 | OP | Solar Photovoltaic | PV | IPP Non-CHP | 2 | 0.4 | 0.4 | 0.4 | 1 | 2012 |  |  |  | Y | [6 empty] | 90 |  | 0.5 | Y | [5 empty] | Y | 0.5 | N |  | CA
57130 | Janssen Pharmaceutical Co | 57815 | Titusville Solar | NJ | Mercer | PV1 | OP | Solar Photovoltaic | PV | Commercial Non-CHP | 4 | 4.1 | 4.1 | 4.1 | 9 | 2010 | N | Y |  | N |  | N |  |  |  |  | 90 | 0 | 4.1 | Y |  | Y |  |  |  | Y | 3.8 | Y | 0.2 | NJ
57354 | X-Elio North America Inc | 57816 | RE McKenzie 1 | CA | Sacramento | MCK1 | OP | Solar Photovoltaic | PV | IPP Non-CHP | 2 | 5 | 5 | 5 | 11 | 2012 |  | Y | [8 empty] | 90 |  | 6.3 | Y | [5 empty] | N |  | N |  | CA
57354 | X-Elio North America Inc | 57817 | RE McKenzie 2 | CA | Sacramento | MCK2 | OP | Solar Photovoltaic | PV | IPP Non-CHP | 2 | 5 | 5 | 5 | 11 | 2012 |  | Y | [8 empty] | 90 |  | 6.3 | Y | [5 empty] | N |  | N |  | CA
57354 | X-Elio North America Inc | 57818 | RE McKenzie 3 | CA | Sacramento | MCK3 | OP | Solar Photovoltaic | PV | IPP Non-CHP | 2 | 5 | 5 | 5 | 11 | 2012 |  | Y | [8 empty] | 90 |  | 6.3 | Y | [5 empty] | N |  | N |  | CA
57354 | X-Elio North America Inc | 57819 | RE McKenzie 4 | CA | Sacramento | MCK4 | OP | Solar Photovoltaic | PV | IPP Non-CHP | 2 | 5 | 5 | 5 | 11 | 2012 |  | Y | [8 empty] | 90 |  | 6.3 | Y | [5 empty] | N |  | N |  | CA
57354 | X-Elio North America Inc | 57820 | RE McKenzie 5 | CA | Sacramento | MCK5 | OP | Solar Photovoltaic | PV | IPP Non-CHP | 2 | 5 | 5 | 5 | 11 | 2012 |  | Y | [8 empty] | 90 |  | 6.3 | Y | [5 empty] | N |  | N |  | CA
57354 | X-Elio North America Inc | 57821 | RE McKenzie 6 | CA | Sacramento | MCK6 | OP | Solar Photovoltaic | PV | IPP Non-CHP | 2 | 5 | 5 | 5 | 11 | 2012 |  | Y | [8 empty] | 90 |  | 6.3 | Y | [5 empty] | N |  | N |  | CA
58661 | Sustainable Power Group, LLC | 57827 | Dinuba Wastewater Treatment Plant | CA | Tulare | DSPV | OP | Solar Photovoltaic | PV | Commercial Non-CHP | 4 | 1 | 1 | 1 | 11 | 2011 |  | Y | N | N | [6 empty] | 90 |  | 1.2 | Y | [5 empty] | N |  | N |  | CA
57154 | Heliocentric LLC | 57831 | Heliocentric | CA | Los Angeles | 1 | OP | Solar Photovoltaic | PV | IPP Non-CHP | 2 | 1.5 | 1.3 | 1.5 | 3 | 2012 |  |  |  | Y | [6 empty] | 180 | 30 | 1.7 | Y | [5 empty] | N |  | N |  | CA
57159 | L-8 Solar Project LLC | 57836 | L-8 Solar Project | CA | Los Angeles | TSM | OP | Solar Photovoltaic | PV | IPP Non-CHP | 2 | 1.5 | 1.3 | 1.5 | 5 | 2012 |  |  |  | Y | [6 empty] | 180 | 30 | 1.7 | Y | [5 empty] | N |  | N |  | CA
56769 | Consolidated Edison Development Inc. | 57838 | Dartmouth II Solar | MA | Bristol | D2MA | OP | Solar Photovoltaic | PV | IPP Non-CHP | 2 | 2 | 2 | 2 | 6 | 2012 |  |  |  | Y | [6 empty] | 180 | 25 | 2.5 | Y | [5 empty] | N |  | N |  | MA
59139 | SunEdison LLC | 57840 | ISH Solar Hospital SDMC | CA | San Diego | 1 | OP | Solar Photovoltaic | PV | IPP Non-CHP | 2 | 1.1 | 1.1 | 1.1 | 12 | 2011 |  |  |  | Y | [6 empty] | 0 | 5 | 6 | Y | [5 empty] | N |  | N |  | CA
59139 | SunEdison LLC | 57841 | ISH Solar Hospital Downey | CA | Los Angeles | 1 | OP | Solar Photovoltaic | PV | IPP Non-CHP | 2 | 1.1 | 1.1 | 1.1 | 9 | 2011 |  |  |  | Y | [6 empty] | 0 | 10 | 6 | Y | [5 empty] | N |  | N |  | CA
57176 | WC Landfill Energy LLC | 57848 | WC Landfill Energy LLC | NJ | Warren | SOLAR | OP | Solar Photovoltaic | PV | IPP Non-CHP | 2 | 1 | 1.1 | 1 | 9 | 2013 |  |  |  | Y | [6 empty] | 180 | 25 | 1.2 | Y | [5 empty] | Y | 1.2 | N |  | NJ
57177 | SEAI Elk Grove LLC | 57849 | Green Acres Solar Facility 1 | CA | Sacramento | GASF1 | OP | Solar Photovoltaic | PV | IPP Non-CHP | 2 | 3 | 2.8 | 2 | 9 | 2012 |  | Y | [8 empty] | 90 |  | 3.6 | Y | [5 empty] | N |  | N |  | CA
57177 | SEAI Elk Grove LLC | 57850 | Green Acres Solar Facility 2 | CA | Sacramento | GASF2 | OP | Solar Photovoltaic | PV | IPP Non-CHP | 2 | 1 | 0.9 | 0.7 | 9 | 2012 |  | Y | [8 empty] | 0 | 0 | 1.2 | Y | [5 empty] | N |  | N |  | CA
56918 | University of California San Diego | 57856 | Univ of California San Diego Solar | CA | San Diego | SGU1 | OP | Solar Photovoltaic | PV | Commercial Non-CHP | 4 | 1.2 | 1.2 | 1.2 | 12 | 2008 | N |  |  | Y | [6 empty] | 180 | 20 | 1.2 | Y | [5 empty] | N |  | N |  | CA
59745 | First Solar Asset Management | 57859 | Moapa Southern Paiute | NV | Clark | 1 | OP | Solar Photovoltaic | PV | IPP Non-CHP | 2 | 250 | 250 | 250 | 12 | 2016 |  | N |  | Y | [6 empty] | 180 | 30 | 250 |  | Y |  |  |  |  | N |  | N |  | NV
57194 | City of Industry | 57860 | Industry MetroLink PV 1 | CA | Los Angeles | 1 | OP | Solar Photovoltaic | PV | Electric Utility | 1 | 1.5 | 1.5 | 1.5 | 4 | 2012 |  |  |  | Y | [6 empty] | 223 | 5 | 2 | Y | [5 empty] | N |  | N |  | CA
56997 | Marina Energy LLC | 57863 | McKee City Solar Phase 2 | NJ | Atlantic | UNIT1 | OP | Solar Photovoltaic | PV | IPP Non-CHP | 2 | 2.4 | 1.9 | 1.3 | 12 | 2011 |  |  |  | Y | [6 empty] | 180 | 20 | 2.5 | Y | [5 empty] | N |  | N |  | NJ
56997 | Marina Energy LLC | 57864 | Stockton Athletic Center | NJ | Atlantic | 2LOT7 | OP | Solar Photovoltaic | PV | Commercial Non-CHP | 4 | 0.5 | 0.5 | 0.1 | 10 | 2009 |  |  |  | Y | [6 empty] | 225 | 5 | 0.4 | Y | [5 empty] | Y | 0.4 | N |  | NJ
56997 | Marina Energy LLC | 57864 | Stockton Athletic Center | NJ | Atlantic | LOT7 | OP | Solar Photovoltaic | PV | Commercial Non-CHP | 4 | 0.3 | 0.3 | 0.1 | 4 | 2009 |  |  |  | Y | [6 empty] | 225 | 5 | 0.2 | Y | [5 empty] | Y | 0.2 | N |  | NJ
56997 | Marina Energy LLC | 57864 | Stockton Athletic Center | NJ | Atlantic | LOT7B | OP | Solar Photovoltaic | PV | Commercial Non-CHP | 4 | 0.3 | 0.3 | 0.1 | 4 | 2009 |  |  |  | Y | [6 empty] | 225 | 5 | 0.2 | Y | [5 empty] | Y | 0.2 | N |  | NJ
56997 | Marina Energy LLC | 57864 | Stockton Athletic Center | NJ | Atlantic | SAC | OP | Solar Photovoltaic | PV | Commercial Non-CHP | 4 | 0.3 | 0.3 | 0.1 | 2 | 2009 |  |  |  | Y | [6 empty] | 178 | 5 | 0.3 | Y | [5 empty] | Y | 0.3 | N |  | NJ
56997 | Marina Energy LLC | 57868 | L'Oreal Piscataway | NJ | Middlesex | UNIT1 | OP | Solar Photovoltaic | PV | Industrial Non-CHP | 6 | 1.3 | 1.1 | 1.1 | 12 | 2011 |  |  |  | Y | [6 empty] | 200 | 10 | 1.3 | Y | [5 empty] | N |  | N |  | NJ
56997 | Marina Energy LLC | 57869 | Heller Industrial Parks | NJ | Middlesex | UNIT1 | OP | Solar Photovoltaic | PV | IPP Non-CHP | 2 | 2.7 | 2.7 | 2.7 | 12 | 2011 |  |  |  | Y | [6 empty] | 190 | 15 | 2.7 | Y | [5 empty] | N |  | N |  | NJ
57213 | Castle Rock Cooling | 57870 | Castle Rock Vineyards | CA | Tulare | SOLAR | OP | Solar Photovoltaic | PV | Commercial Non-CHP | 4 | 1 | 1 | 1 | 9 | 2010 |  |  |  | Y | [6 empty] | 180 | 20 | 1.1 | Y | [5 empty] | Y | 1.1 | N |  | CA
11208 | Los Angeles Department of Water & Power | 57871 | 2555 E Olympic Bl | CA | Los Angeles | 1 | OP | Solar Photovoltaic | PV | Commercial Non-CHP | 4 | 1 | 1 | 1 | 3 | 2012 |  |  |  | Y | [6 empty] | 170 | 15 | 1.2 | Y | [5 empty] | Y | 1.2 | N |  | CA
57081 | WGL Energy Systems, Inc | 57879 | Perdue Salisbury Photovoltaic | MD | Wicomico | SALI | OP | Solar Photovoltaic | PV | IPP Non-CHP | 2 | 1 | 1 | 1 | 9 | 2011 |  |  |  | Y | [6 empty] | 180 | 30 | 1.2 | Y | [5 empty] | Y | 1.1 | N |  | MD
15248 | Portland General Electric Co | 57882 | Baldock Solar Highway | OR | Clackamas | BSH1 | OP | Solar Photovoltaic | PV | Electric Utility | 1 | 1.7 | 1.7 | 1.7 | 1 | 2012 |  | N |  | N | Y | [6 empty] | 21 | 1.7 | Y | [5 empty] | N |  | N |  | OR
57219 | Siete Solar LLC | 57883 | Queen Creek Solar Farm | AZ | Maricopa | GEN1 | OP | Solar Photovoltaic | PV | IPP Non-CHP | 2 | 19 | 18.6 | 18.6 | 10 | 2012 |  | Y | [8 empty] | 90 |  | 25.2 | Y | [5 empty] | N |  | N |  | AZ
14328 | Pacific Gas & Electric Co. | 57891 | Guernsey Solar Station | CA | Kings | 1 | OP | Solar Photovoltaic | PV | Electric Utility | 1 | 20 | 20 | 20 | 8 | 2013 |  | Y | [8 empty] | 90 | 0 | 25.5 | Y | [5 empty] | N |  | N |  | CA
14328 | Pacific Gas & Electric Co. | 57892 | Gates Solar Station | CA | Fresno | 1 | OP | Solar Photovoltaic | PV | Electric Utility | 1 | 20 | 20 | 20 | 6 | 2013 |  |  |  | Y | [6 empty] | 180 | 25 | 27.7 | Y | [5 empty] | N |  | N |  | CA
57262 | Kern County Water Agency | 57895 | Improvement Dst No. 4 | CA | Kern | ID4 | OP | Solar Photovoltaic | PV | Commercial Non-CHP | 4 | 1.1 | 1.1 | 1.1 | 1 | 2009 |  | N |  | Y | Y | [5 empty] | 180 | 22 | 1.2 | Y | [5 empty] | N |  | N |  | CA
17609 | Southern California Edison Co | 57900 | Solar Photovoltaic Project #48 | CA | San Bernardino | S48A | OP | Solar Photovoltaic | PV | Electric Utility | 1 | 0.5 | 0.5 | 0.5 | 2 | 2015 |  |  |  | Y | [6 empty] | 180 | 10 | 0.7 | Y | [5 empty] | N |  | N |  | CA
17609 | Southern California Edison Co | 57900 | Solar Photovoltaic Project #48 | CA | San Bernardino | S48B | OP | Solar Photovoltaic | PV | Electric Utility | 1 | 0.5 | 0.5 | 0.5 | 2 | 2015 |  |  |  | Y | [6 empty] | 180 | 10 | 0.7 | Y | [5 empty] | N |  | N |  | CA
17609 | Southern California Edison Co | 57900 | Solar Photovoltaic Project #48 | CA | San Bernardino | S48C | OP | Solar Photovoltaic | PV | Electric Utility | 1 | 0.5 | 0.5 | 0.5 | 2 | 2015 |  |  |  | Y | [6 empty] | 180 | 10 | 0.7 | Y | [5 empty] | N |  | N |  | CA
17609 | Southern California Edison Co | 57900 | Solar Photovoltaic Project #48 | CA | San Bernardino | S48D | OP | Solar Photovoltaic | PV | Electric Utility | 1 | 0.5 | 0.5 | 0.5 | 2 | 2015 |  |  |  | Y | [6 empty] | 180 | 10 | 0.7 | Y | [5 empty] | N |  | N |  | CA
17609 | Southern California Edison Co | 57900 | Solar Photovoltaic Project #48 | CA | San Bernardino | S48E | OP | Solar Photovoltaic | PV | Electric Utility | 1 | 0.5 | 0.5 | 0.5 | 2 | 2015 |  |  |  | Y | [6 empty] | 180 | 10 | 0.7 | Y | [5 empty] | N |  | N |  | CA
17609 | Southern California Edison Co | 57900 | Solar Photovoltaic Project #48 | CA | San Bernardino | S48F | OP | Solar Photovoltaic | PV | Electric Utility | 1 | 0.5 | 0.5 | 0.5 | 2 | 2015 |  |  |  | Y | [6 empty] | 180 | 10 | 0.7 | Y | [5 empty] | N |  | N |  | CA
17609 | Southern California Edison Co | 57900 | Solar Photovoltaic Project #48 | CA | San Bernardino | S48G | OP | Solar Photovoltaic | PV | Electric Utility | 1 | 0.5 | 0.5 | 0.5 | 2 | 2015 |  |  |  | Y | [6 empty] | 180 | 10 | 0.7 | Y | [5 empty] | N |  | N |  | CA
17609 | Southern California Edison Co | 57900 | Solar Photovoltaic Project #48 | CA | San Bernardino | S48H | OP | Solar Photovoltaic | PV | Electric Utility | 1 | 0.5 | 0.5 | 0.5 | 2 | 2015 |  |  |  | Y | [6 empty] | 180 | 10 | 0.7 | Y | [5 empty] | N |  | N |  | CA
17609 | Southern California Edison Co | 57900 | Solar Photovoltaic Project #48 | CA | San Bernardino | S48I | OP | Solar Photovoltaic | PV | Electric Utility | 1 | 0.5 | 0.5 | 0.5 | 2 | 2015 |  |  |  | Y | [6 empty] | 180 | 10 | 0.7 | Y | [5 empty] | N |  | N |  | CA
17609 | Southern California Edison Co | 57900 | Solar Photovoltaic Project #48 | CA | San Bernardino | S48J | OP | Solar Photovoltaic | PV | Electric Utility | 1 | 0.5 | 0.5 | 0.5 | 2 | 2015 |  |  |  | Y | [6 empty] | 180 | 10 | 0.7 | Y | [5 empty] | N |  | N |  | CA
57273 | SS San Antonio West LLC | 57904 | San Antonio West Solar Rooftop | CA | Riverside | CHNO | OP | Solar Photovoltaic | PV | IPP Non-CHP | 2 | 1.5 | 1.5 | 1.5 | 8 | 2012 |  | N |  | Y | [6 empty] | 180 | 20 | 1.5 | Y | [5 empty] | N |  | N |  | CA
49893 | Invenergy Services LLC | 57912 | Grand Ridge Solar Farm | IL | LaSalle | 1 | OP | Solar Photovoltaic | PV | IPP Non-CHP | 2 | 20 | 20 | 20 | 7 | 2012 |  |  |  | Y | [6 empty] | 180 | 25 | 22.8 |  |  |  | Y |  |  | N |  | N |  | IL
61055 | FRB Solar LLC | 57930 | Arzon Solar UASTP Solar Power Station | AZ | Pima | UAST | OP | Solar Photovoltaic | PV | IPP Non-CHP | 2 | 1.9 | 1.9 | 1.9 | 4 | 2011 | Y |  | Y | [9 empty] | 2 | [5 empty] | Y | N |  | N |  | AZ
57309 | Holyoke Solar LLC | 57931 | Holyoke Solar Cooperative at Mueller | MA | Hampden | PV1 | OP | Solar Photovoltaic | PV | IPP Non-CHP | 2 | 2.7 | 2.7 | 2.7 | 12 | 2011 |  |  |  | Y | [6 empty] | 177 | 15 | 3.5 | Y | [5 empty] | Y | 3.5 | N |  | MA
58101 | Solar Star California II LLC | 57933 | Solar Star California II LLC | CA | Sacramento | 1 | OP | Solar Photovoltaic | PV | IPP Non-CHP | 2 | 2 | 2 | 2 | 8 | 2012 |  | Y | [8 empty] | 180 |  | 2.3 | Y | [5 empty] | Y | 2 | N |  | CA
56769 | Consolidated Edison Development Inc. | 57934 | Douglas Solar | MA | Worcester | DOMA | OP | Solar Photovoltaic | PV | IPP Non-CHP | 2 | 2 | 2 | 2 | 12 | 2012 |  |  |  | Y | [6 empty] | 180 | 25 | 2.5 | Y | [5 empty] | Y | 2.5 | N |  | MA
60947 | Tesla Inc. | 57939 | Walmart Casa Grande | AZ | Pinal | 1 | OP | Solar Photovoltaic | PV | IPP Non-CHP | 2 | 1 | 1 | 1 | 6 | 2011 |  | Y | [8 empty] | 180 | 20 | 1.1 | Y | [5 empty] | Y | 1 | N |  | AZ
60947 | Tesla Inc. | 57939 | Walmart Casa Grande | AZ | Pinal | 2 | OP | Solar Photovoltaic | PV | IPP Non-CHP | 2 | 1 | 1 | 1 | 6 | 2011 |  | Y | [8 empty] | 180 | 10 | 1.1 | Y | [5 empty] | Y | 1.1 | N |  | AZ
57318 | Constellation Solar Net Metering LLC | 57941 | Town of Uxbridge MA at Commerce Dr | MA | Worcester | PV1 | OP | Solar Photovoltaic | PV | IPP Non-CHP | 2 | 1.8 | 1.8 | 1.8 | 6 | 2012 |  |  |  | Y | [6 empty] | 180 | 20 | 2.3 | Y | [5 empty] | N |  | Y | 2.3 | MA
57319 | Constellation Solar Massachusetts LLC | 57942 | Town of Norfolk MA at Medway Branch | MA | Norfolk | PV1 | OP | Solar Photovoltaic | PV | IPP Non-CHP | 2 | 1.2 | 1.2 | 1.2 | 6 | 2012 |  |  |  | Y | [6 empty] | 180 | 20 | 1.6 | Y | [5 empty] | N |  | Y | 1.6 | MA
57326 | NJ Oak Solar LLC | 57948 | NJ Oak Solar Plant | NJ | Cumberland | OAK | OP | Solar Photovoltaic | PV | IPP Non-CHP | 2 | 10 | 10 | 10 | 12 | 2011 |  |  |  | Y | [6 empty] | 180 | 15 | 12.5 | Y | [5 empty] | N |  | N |  | NJ
57328 | Shore Point Solar LLC | 57951 | Shore Point Solar | NJ | Monmouth | 1 | OP | Solar Photovoltaic | PV | IPP Non-CHP | 2 | 1 | 1 | 1 | 9 | 2011 |  |  |  | Y | [5 empty] | N | 180 | 90 | 1.2 |  |  |  | Y |  |  | N |  | N |  | NJ
49893 | Invenergy Services LLC | 57959 | Desert Green Solar Farm LLC | CA | San Diego | 1 | OP | Solar Photovoltaic | PV | IPP Non-CHP | 2 | 6.3 | 6.3 | 6.3 | 11 | 2014 | N |  | Y | [9 empty] | 8.9 | [5 empty] | Y | N |  | N |  | CA
57345 | Butte-Glenn Community College District | 57970 | Butte College Main Campus Solar | CA | Butte | SOL1 | OP | Solar Photovoltaic | PV | Commercial Non-CHP | 4 | 3.5 | 2.9 | 2.8 | 7 | 2011 |  |  |  | Y | [6 empty] | 195 | 18 | 4.1 | Y | [5 empty] | Y | 4.1 | N |  | CA
57354 | X-Elio North America Inc | 57982 | Meridian Vineyards | CA | San Luis Obispo | PV-1 | OP | Solar Photovoltaic | PV | IPP Non-CHP | 2 | 0.5 | 0.5 | 0.5 | 12 | 2010 |  |  |  | Y | [6 empty] | 180 | 30 | 0.6 | Y | [5 empty] | Y | 0.6 | N |  | CA
57354 | X-Elio North America Inc | 57982 | Meridian Vineyards | CA | San Luis Obispo | PV-2 | OP | Solar Photovoltaic | PV | IPP Non-CHP | 2 | 0.6 | 0.6 | 0.6 | 12 | 2010 |  |  |  | Y | [6 empty] | 180 | 30 | 0.7 | Y | [5 empty] | Y | 0.7 | N |  | CA
57361 | SunE EPE2 LLC | 57985 | SunE EPE2 LLC | NM | Dona Ana | 1 | OP | Solar Photovoltaic | PV | IPP Non-CHP | 2 | 12 | 13.6 | 13.6 | 5 | 2012 |  | Y | [8 empty] | 180 | 38 | 13.6 | Y | [5 empty] | N |  | N |  | NM
57360 | SunE EPE1 LLC | 57986 | SunE EPE1 LLC | NM | Dona Ana | 1 | OP | Solar Photovoltaic | PV | IPP Non-CHP | 2 | 10 | 11.3 | 11.3 | 6 | 2012 |  | Y | N | [7 empty] | 180 | 38 | 11.3 | Y | [5 empty] | N |  | N |  | NM
56769 | Consolidated Edison Development Inc. | 57989 | Groveland Solar | MA | Essex | GSMA | OP | Solar Photovoltaic | PV | IPP Non-CHP | 2 | 3.2 | 3.2 | 3.2 | 12 | 2012 |  |  |  | Y | [6 empty] | 180 | 25 | 3.5 | Y | [5 empty] | N |  | N |  | MA
56769 | Consolidated Edison Development Inc. | 57990 | Shrewsbury Solar | MA | Worcester | SSMA | OP | Solar Photovoltaic | PV | IPP Non-CHP | 2 | 2.5 | 2.5 | 2.5 | 10 | 2012 |  |  |  | Y | [6 empty] | 180 | 25 | 3.5 | Y | [5 empty] | N |  | N |  | MA
57365 | Consolidated Edison Solutions Inc | 57992 | Boston Scientific Solar | MA | Norfolk | BSMA | OP | Solar Photovoltaic | PV | IPP Non-CHP | 2 | 1.1 | 1.1 | 1.1 | 12 | 2012 |  |  |  | Y | [6 empty] | 170 | 10 | 1.3 | Y | [5 empty] | Y | 1.3 | N |  | MA
58289 | NextEra Energy Desert Sunlight 300, LLC | 57993 | Desert Sunlight 300, LLC | CA | Riverside | DSL1 | OP | Solar Photovoltaic | PV | IPP Non-CHP | 2 | 40.3 | 40.3 | 40.3 | 11 | 2013 |  |  |  | Y | [6 empty] | 0 | 22.5 | 44.9 |  | Y |  |  |  |  | N |  | N |  | CA
58289 | NextEra Energy Desert Sunlight 300, LLC | 57993 | Desert Sunlight 300, LLC | CA | Riverside | DSL10 | OP | Solar Photovoltaic | PV | IPP Non-CHP | 2 | 30.2 | 30.2 | 30.2 | 11 | 2013 |  |  |  | Y | [6 empty] | 0 | 22.5 | 37.9 |  | Y |  |  |  |  | N |  | N |  | CA
58289 | NextEra Energy Desert Sunlight 300, LLC | 57993 | Desert Sunlight 300, LLC | CA | Riverside | DSL11 | OP | Solar Photovoltaic | PV | IPP Non-CHP | 2 | 20.2 | 20.2 | 20.2 | 11 | 2013 |  |  |  | Y | [6 empty] | 0 | 22.5 | 25.3 |  | Y |  |  |  |  | N |  | N |  | CA
58289 | NextEra Energy Desert Sunlight 300, LLC | 57993 | Desert Sunlight 300, LLC | CA | Riverside | DSL2 | OP | Solar Photovoltaic | PV | IPP Non-CHP | 2 | 40.3 | 40.3 | 40.3 | 11 | 2013 |  |  |  | Y | [6 empty] | 0 | 22.5 | 54.4 |  | Y |  |  |  |  | N |  | N |  | CA
58289 | NextEra Energy Desert Sunlight 300, LLC | 57993 | Desert Sunlight 300, LLC | CA | Riverside | DSL3 | OP | Solar Photovoltaic | PV | IPP Non-CHP | 2 | 40.3 | 40.3 | 40.3 | 11 | 2013 |  |  |  | Y | [6 empty] | 0 | 22.5 | 52 |  | Y |  |  |  |  | N |  | N |  | CA
58289 | NextEra Energy Desert Sunlight 300, LLC | 57993 | Desert Sunlight 300, LLC | CA | Riverside | DSL4 | OP | Solar Photovoltaic | PV | IPP Non-CHP | 2 | 30.2 | 30.2 | 30.2 | 11 | 2013 |  |  |  | Y | [6 empty] | 0 | 22.5 | 39 |  | Y |  |  |  |  | N |  | N |  | CA
58289 | NextEra Energy Desert Sunlight 300, LLC | 57993 | Desert Sunlight 300, LLC | CA | Riverside | DSL5 | OP | Solar Photovoltaic | PV | IPP Non-CHP | 2 | 25.2 | 25.2 | 25.2 | 6 | 2014 |  |  |  | Y | [6 empty] | 0 | 22.5 | 33 |  | Y |  |  |  |  | N |  | N |  | CA
58289 | NextEra Energy Desert Sunlight 300, LLC | 57993 | Desert Sunlight 300, LLC | CA | Riverside | DSL6 | OP | Solar Photovoltaic | PV | IPP Non-CHP | 2 | 25.2 | 25.2 | 25.2 | 8 | 2014 |  |  |  | Y | [6 empty] | 0 | 22.5 | 33 |  | Y |  |  |  |  | N |  | N |  | CA
58289 | NextEra Energy Desert Sunlight 300, LLC | 57993 | Desert Sunlight 300, LLC | CA | Riverside | DSL7 | OP | Solar Photovoltaic | PV | IPP Non-CHP | 2 | 20.2 | 20.2 | 20.2 | 8 | 2014 |  |  |  | Y | [6 empty] | 0 | 22.5 | 26.4 |  | Y |  |  |  |  | N |  | N |  | CA
58289 | NextEra Energy Desert Sunlight 300, LLC | 57993 | Desert Sunlight 300, LLC | CA | Riverside | DSL8 | OP | Solar Photovoltaic | PV | IPP Non-CHP | 2 | 18.9 | 18.9 | 18.9 | 10 | 2014 |  |  |  | Y | [6 empty] | 0 | 22.5 | 24.7 |  | Y |  |  |  |  | N |  | N |  | CA
58289 | NextEra Energy Desert Sunlight 300, LLC | 57993 | Desert Sunlight 300, LLC | CA | Riverside | DSL9 | OP | Solar Photovoltaic | PV | IPP Non-CHP | 2 | 22.7 | 22.7 | 22.7 | 10 | 2014 |  |  |  | Y | [6 empty] | 0 | 22.5 | 28.4 |  | Y |  |  |  |  | N |  | N |  | CA
57369 | Apple, Inc | 57994 | Apple Data Center PV | NC | Catawba | PV1 | OP | Solar Photovoltaic | PV | Commercial Non-CHP | 4 | 21 | 20 | 6.5 | 2 | 2013 |  | Y | [8 empty] | 90 |  | 25 | Y | [5 empty] | N |  | N |  | NC
803 | Arizona Public Service Co | 57997 | Foothills Solar Plant | AZ | Yuma | PV1 | OP | Solar Photovoltaic | PV | Electric Utility | 1 | 17 | 17 | 17 | 3 | 2013 |  | Y | [8 empty] | 0 | 0 | 25 | Y | [5 empty] | N |  | N |  | AZ
803 | Arizona Public Service Co | 57997 | Foothills Solar Plant | AZ | Yuma | PV2 | OP | Solar Photovoltaic | PV | Electric Utility | 1 | 18 | 18 | 18 | 12 | 2013 |  | Y | [8 empty] | 0 | 0 | 27 | Y | [5 empty] | N |  | N |  | AZ
56769 | Consolidated Edison Development Inc. | 58002 | Alpaugh North | CA | Tulare | SPS | OP | Solar Photovoltaic | PV | IPP Non-CHP | 2 | 20 | 20 | 20 | 12 | 2012 |  | Y | [8 empty] | 0 | 0 | 26 | Y | [5 empty] | N |  | N |  | CA
56769 | Consolidated Edison Development Inc. | 58003 | Alpaugh 50 | CA | Tulare | SPS50 | OP | Solar Photovoltaic | PV | IPP Non-CHP | 2 | 50 | 50 | 50 | 12 | 2012 |  | Y | [8 empty] | 0 | 0 | 66 | Y | [5 empty] | N |  | N |  | CA
57383 | Wasatch View Solar LLC | 58006 | Salt Palace Solar Gen Plant | UT | Salt Lake | 1 | OP | Solar Photovoltaic | PV | IPP Non-CHP | 2 | 0.8 | 0.8 | 0.8 | 5 | 2012 |  |  |  | Y | [6 empty] | 180 | 10 | 1 | Y | [5 empty] | N |  | N |  | UT
57383 | Wasatch View Solar LLC | 58006 | Salt Palace Solar Gen Plant | UT | Salt Lake | 2 | OP | Solar Photovoltaic | PV | IPP Non-CHP | 2 | 0.5 | 0.5 | 0.5 | 5 | 2012 |  |  |  | Y | [6 empty] | 180 | 10 | 0.6 | Y | [5 empty] | N |  | N |  | UT
57386 | SunE CPS3 LLC | 58009 | SunE CPS3 LLC | TX | Bexar | 1 | OP | Solar Photovoltaic | PV | IPP Non-CHP | 2 | 5.6 | 5.6 | 5.6 | 5 | 2012 |  | Y | [9 empty] | 45 | 6.5 | Y | [5 empty] | N |  | N |  | TX
57386 | SunE CPS3 LLC | 58009 | SunE CPS3 LLC | TX | Bexar | 2 | OP | Solar Photovoltaic | PV | IPP Non-CHP | 2 | 5 | 5 | 5 | 7 | 2012 |  | Y | [9 empty] | 45 | 5.8 | Y | [5 empty] | N |  | N |  | TX
57390 | Siemens Government Technologies Inc | 58010 | WSMR I | NM | Dona Ana | WSMR1 | OP | Solar Photovoltaic | PV | IPP Non-CHP | 2 | 4.2 | 4.2 | 4.2 | 12 | 2012 |  | Y | [9 empty] | 38 | 4.2 | Y |  |  |  |  | Y | N |  | N |  | NM
57390 | Siemens Government Technologies Inc | 58010 | WSMR I | NM | Dona Ana | WSMR2 | OP | Solar Photovoltaic | PV | IPP Non-CHP | 2 | 0.4 | 0.4 | 0.4 | 12 | 2012 |  |  |  | Y | [6 empty] | 181 | 15 | 0.4 | Y |  |  |  |  | Y | N |  | N |  | NM
57389 | IKEA Property Inc | 58011 | IKEA Savannah 490 | GA | Chatham | PV | OP | Solar Photovoltaic | PV | Commercial Non-CHP | 4 | 1.2 | 1.2 | 1.2 | 9 | 2012 |  |  |  | Y | [6 empty] | 180 | 12 | 1.5 | Y | [5 empty] | Y | 1.5 | N |  | GA
57389 | IKEA Property Inc | 58012 | IKEA Tampa 042 | FL | Hillsborough | PV | OP | Solar Photovoltaic | PV | Commercial Non-CHP | 4 | 1 | 1 | 1 | 8 | 2012 |  |  |  | Y | [6 empty] | 180 | 12 | 1.2 | Y | [5 empty] | Y | 1.2 | N |  | FL
57389 | IKEA Property Inc | 58013 | IKEA Round Rock 027 | TX | Williamson | PV | OP | Solar Photovoltaic | PV | Commercial Non-CHP | 4 | 1.4 | 1.3 | 1.3 | 9 | 2012 |  |  |  | Y | [6 empty] | 180 | 12 | 1.6 | Y | [5 empty] | Y | 1.6 | N |  | TX
57389 | IKEA Property Inc | 58014 | IKEA Perryville 460 | MD | Cecil | PV | OP | Solar Photovoltaic | PV | Commercial Non-CHP | 4 | 2.1 | 2 | 2 | 2 | 2013 |  |  |  | Y | [6 empty] | 180 | 12 | 2.6 |  |  | Y |  |  |  | Y | 2.6 | N |  | MD
57389 | IKEA Property Inc | 58015 | IKEA College Park 411 | MD | Prince Georges | PV | OP | Solar Photovoltaic | PV | Commercial Non-CHP | 4 | 1 | 1 | 1 | 2 | 2012 |  |  |  | Y | [6 empty] | 180 | 12 | 1.2 | Y | [5 empty] | Y | 1.2 | N |  | MD
57389 | IKEA Property Inc | 58016 | IKEA Westhampton 061 | NJ | Burlington | PV | OP | Solar Photovoltaic | PV | Commercial Non-CHP | 4 | 1.8 | 1.8 | 1.8 | 2 | 2013 |  |  |  | Y | [6 empty] | 180 | 12 | 2.2 |  |  | Y |  |  |  | Y | 2.2 | N |  | NJ
57391 | Copper Mountain Solar 2, LLC | 58017 | Copper Mountain Solar 2 | NV | Clark | PV01 | OP | Solar Photovoltaic | PV | IPP Non-CHP | 2 | 30 | 30 | 30 | 10 | 2012 |  |  |  | Y | [6 empty] | 180 | 25 | 36.6 |  | Y |  |  |  |  | N |  | N |  | NV
57391 | Copper Mountain Solar 2, LLC | 58017 | Copper Mountain Solar 2 | NV | Clark | PV02 | OP | Solar Photovoltaic | PV | IPP Non-CHP | 2 | 30 | 30 | 30 | 8 | 2012 |  |  |  | Y | [6 empty] | 180 | 25 | 36.6 |  | Y |  |  |  |  | N |  | N |  | NV
57391 | Copper Mountain Solar 2, LLC | 58017 | Copper Mountain Solar 2 | NV | Clark | PV03 | OP | Solar Photovoltaic | PV | IPP Non-CHP | 2 | 34 | 34 | 34 | 7 | 2012 |  |  |  | Y | [6 empty] | 180 | 25 | 41.2 |  | Y |  |  |  |  | N |  | N |  | NV
57391 | Copper Mountain Solar 2, LLC | 58017 | Copper Mountain Solar 2 | NV | Clark | PV04 | OP | Solar Photovoltaic | PV | IPP Non-CHP | 2 | 30 | 30 | 30 | 1 | 2015 |  |  |  | Y | [6 empty] | 180 | 25 | 36.6 |  | Y |  |  |  |  | N |  | N |  | NV
57391 | Copper Mountain Solar 2, LLC | 58017 | Copper Mountain Solar 2 | NV | Clark | PV05 | OP | Solar Photovoltaic | PV | IPP Non-CHP | 2 | 30 | 30 | 30 | 2 | 2015 |  |  |  | Y | [6 empty] | 180 | 25 | 36.6 |  | Y |  |  |  |  | N |  | N |  | NV
57403 | SunE CPS2 LLC | 58027 | SunE CPS2 LLC | TX | Bexar | 1 | OP | Solar Photovoltaic | PV | IPP Non-CHP | 2 | 10 | 9.9 | 9.9 | 5 | 2012 |  | Y | [9 empty] | 45 | 11.6 | Y | [5 empty] | N |  | N |  | TX
57389 | IKEA Property Inc | 58028 | IKEA Tejon 345 | CA | Kern | PV | OP | Solar Photovoltaic | PV | Commercial Non-CHP | 4 | 1.5 | 1.5 | 1.5 | 4 | 2011 |  |  |  | Y | [6 empty] | 180 | 12 | 1.8 | Y | [5 empty] | Y | 1.8 | N |  | CA
57311 | Constellation Solar Federal LLC | 58029 | Constellation New Energy Inc | NJ | Burlington | PV1 | OP | Solar Photovoltaic | PV | IPP Non-CHP | 2 | 3.9 | 3.9 | 3.9 | 12 | 2011 |  |  |  | Y | [6 empty] | 180 | 20 | 5 | Y | [5 empty] | Y | 5 | N |  | NJ
56990 | NJR Clean Energy Ventures Corporation | 58030 | Reeves Station Rd East | NJ | Burlington | REEVE | OP | Solar Photovoltaic | PV | IPP Non-CHP | 2 | 5.5 | 5.5 | 5.5 | 10 | 2012 |  |  |  | Y | [6 empty] | 180 | 25 | 5.5 | Y | [5 empty] | N |  | N |  | NJ
57365 | Consolidated Edison Solutions Inc | 58032 | Padelford Solar | MA | Bristol | PSMA | OP | Solar Photovoltaic | PV | IPP Non-CHP | 2 | 2.2 | 2.2 | 2.2 | 12 | 2012 |  |  |  | Y | [6 empty] | 180 | 25 | 2.9 | Y | [5 empty] | N |  | N |  | MA
57405 | NLH1 Solar LLC | 58034 | Nickel 1 Solar Facility | CA | Kern | 1 | OP | Solar Photovoltaic | PV | IPP Non-CHP | 2 | 1.5 | 1.5 | 1.5 | 11 | 2012 |  |  |  | Y | [6 empty] | 180 | 25 | 1.8 | Y | [5 empty] | N |  | N |  | CA
57407 | Riverside Renewable Energy | 58036 | Riverside Renewable Energy LLC | NJ | Camden | 1 | OP | Solar Photovoltaic | PV | IPP Non-CHP | 2 | 7.5 | 7.5 | 7.5 | 11 | 2011 |  |  |  | Y | [6 empty] | 180 | 5 | 9 | Y | [5 empty] | Y | 9 | N |  | NJ
57408 | Constellation Solar Arizona LLC | 58037 | Buckeye Union HS District 201 | AZ | Maricopa | PV1 | OP | Solar Photovoltaic | PV | IPP Non-CHP | 2 | 3.3 | 3.3 | 3.3 | 12 | 2011 |  |  |  | Y | [6 empty] | 180 | 8 | 4.3 | Y | [5 empty] | Y | 4.3 | N |  | AZ
60898 | Axium US Solar Holdings LLC | 58039 | Axium Modesto Solar | CA | Stanislaus | 1 | OP | Solar Photovoltaic | PV | IPP Non-CHP | 2 | 25 | 25 | 25 | 12 | 2012 |  | Y | [8 empty] | 0 | 0 | 31.3 | Y | [5 empty] | N |  | N |  | CA
57411 | KDC Solar O&M LLC | 58040 | United Stationers Supply Solar Electric | NJ | Middlesex | SEF-A | OP | Solar Photovoltaic | PV | Commercial Non-CHP | 4 | 2 | 2 | 2 | 12 | 2011 |  |  |  | Y | [6 empty] | 188 | 11.8 | 2.3 | Y | [5 empty] | Y | 2.3 | N |  | NJ
57411 | KDC Solar O&M LLC | 58040 | United Stationers Supply Solar Electric | NJ | Middlesex | SEF-B | OP | Solar Photovoltaic | PV | Commercial Non-CHP | 4 | 0.8 | 0.8 | 0.8 | 12 | 2011 |  |  |  | Y | [6 empty] | 188 | 11.8 | 1 | Y | [5 empty] | Y | 1 | N |  | NJ
57413 | Black Mountain Solar LLC | 58042 | Black Mountain Solar LLC | AZ | Mohave | 1 | OP | Solar Photovoltaic | PV | IPP Non-CHP | 2 | 9 | 9 | 9 | 12 | 2012 |  | Y | [8 empty] | 180 |  | 10 | Y | [5 empty] | N |  | N |  | AZ
57420 | Jordache Enterprises | 58049 | Jordache Enterprises Solar | NJ | Middlesex | PV | OP | Solar Photovoltaic | PV | Commercial Non-CHP | 4 | 1.3 | 1.3 | 1.3 | 11 | 2011 |  |  |  | Y | N | [6 empty] | 0 | 1.6 | Y |  |  | Y |  |  | Y | 1.6 | N |  | NJ
57435 | MillerCoors Irwindale Brewery | 58056 | MillerCoors Irwindale Brewery | CA | Los Angeles | PV | OP | Solar Photovoltaic | PV | Industrial Non-CHP | 6 | 2.5 | 2.5 | 2.5 | 3 | 2015 |  | Y | [8 empty] | 28 | 28 | 3.2 | Y | [5 empty] | Y | 2.5 | N |  | CA
57439 | Imperial Valley Solar Company 1 LLC | 58062 | Imperial Valley Solar Company 1 LLC | CA | Imperial | 0001 | OP | Solar Photovoltaic | PV | IPP Non-CHP | 2 | 23 | 23 | 23 | 6 | 2012 |  |  |  | Y | [6 empty] | 180 | 30 | 28.5 | Y | [5 empty] | N |  | N |  | CA
57441 | MARTA | 58064 | Laredo Bus Facility Solar Canopies | GA | DeKalb | LBFS | OP | Solar Photovoltaic | PV | Commercial Non-CHP | 4 | 1 | 1 | 1 | 1 | 2012 |  |  |  | Y | [6 empty] | 180 | 20 | 1.2 | Y | [5 empty] | N |  | N |  | GA
57419 | SunE CPS1 LLC | 58068 | SunE CPS1 LLC | TX | Bexar | 1 | OP | Solar Photovoltaic | PV | IPP Non-CHP | 2 | 10 | 9.9 | 9.9 | 5 | 2012 |  | Y | [8 empty] | 90 | 45 | 11.6 | Y | [5 empty] | N |  | N |  | TX
57446 | FRIT Solar Inc | 58070 | Mercer Mall | NJ | Mercer | 1 | OP | Solar Photovoltaic | PV | IPP Non-CHP | 2 | 1.1 | 1.1 | 1.1 | 3 | 2012 |  |  |  | Y | [6 empty] | 155 | 15 | 1.5 | Y | [5 empty] | Y | 1.5 | N |  | NJ
57354 | X-Elio North America Inc | 58073 | SEPV 1 | CA | Los Angeles | SEPV | OP | Solar Photovoltaic | PV | IPP Non-CHP | 2 | 2 | 2 | 2 | 5 | 2012 |  | Y | [8 empty] | 90 |  | 2.3 | Y | [5 empty] | Y | 2.3 | N |  | CA
57354 | X-Elio North America Inc | 58074 | SEPV 2 | CA | San Bernardino | SEPV | OP | Solar Photovoltaic | PV | IPP Non-CHP | 2 | 2 | 2 | 2 | 6 | 2012 |  | Y | [8 empty] | 90 |  | 2.2 | Y | [5 empty] | Y | 2.2 | N |  | CA
59622 | Ahana Renewables, LLC | 58076 | Edwards Air Force Base | CA | Kern | 1 | OP | Solar Photovoltaic | PV | IPP Non-CHP | 2 | 1 | 1 | 1 | 12 | 2011 |  | Y | [8 empty] | 180 | 20 | 1.1 | Y | [5 empty] | Y | 1.1 | N |  | CA
59622 | Ahana Renewables, LLC | 58076 | Edwards Air Force Base | CA | Kern | 2 | OP | Solar Photovoltaic | PV | IPP Non-CHP | 2 | 1 | 1 | 1 | 12 | 2011 |  | Y | [8 empty] | 180 | 20 | 1.1 | Y | [5 empty] | Y | 1.1 | N |  | CA
59622 | Ahana Renewables, LLC | 58076 | Edwards Air Force Base | CA | Kern | 3 | OP | Solar Photovoltaic | PV | IPP Non-CHP | 2 | 1 | 1 | 1 | 12 | 2011 |  | Y | [8 empty] | 180 | 20 | 1.1 | Y | [5 empty] | Y | 1.1 | N |  | CA
40577 | American Mun Power-Ohio, Inc | 58082 | AMP Napoleon Solar Facility | OH | Henry | NSF1 | OP | Solar Photovoltaic | PV | Electric Utility | 1 | 3.5 | 3.5 | 3.5 | 9 | 2012 |  |  |  | Y | [6 empty] | 180 | 30 | 4.2 | Y | [5 empty] | N |  | N |  | OH
60947 | Tesla Inc. | 58086 | Intel Folsom | CA | Sacramento | 1 | OP | Solar Photovoltaic | PV | IPP Non-CHP | 2 | 0.5 | 0.5 | 0.5 | 7 | 2010 |  | Y | [8 empty] | 180 | 20 | 0.6 | Y | [5 empty] | Y | 0.6 | N |  | CA
60947 | Tesla Inc. | 58086 | Intel Folsom | CA | Sacramento | 2 | OP | Solar Photovoltaic | PV | IPP Non-CHP | 2 | 0.5 | 0.5 | 0.5 | 7 | 2010 |  | Y | [8 empty] | 230 | 5 | 0.6 | Y | [5 empty] | Y | 0.6 | N |  | CA
57411 | KDC Solar O&M LLC | 58090 | Middlesex Apple Orchard Solar | NJ | Middlesex | SEF-1 | OP | Solar Photovoltaic | PV | Commercial Non-CHP | 4 | 1.3 | 1.3 | 1.3 | 4 | 2013 |  |  |  | Y | [6 empty] | 149 | 20 | 1.5 | Y | [5 empty] | Y | 1.5 | N |  | NJ
57411 | KDC Solar O&M LLC | 58090 | Middlesex Apple Orchard Solar | NJ | Middlesex | SEF-2 | OP | Solar Photovoltaic | PV | Commercial Non-CHP | 4 | 3.4 | 3.4 | 3.4 | 4 | 2013 |  |  |  | Y | [6 empty] | 149 | 20 | 4.2 | Y | [5 empty] | Y | 4.2 | N |  | NJ
57465 | Keystone Solar, LLC | 58091 | Keystone Solar | PA | Lancaster | KSTN | OP | Solar Photovoltaic | PV | IPP Non-CHP | 2 | 5 | 5 | 5 | 9 | 2012 |  |  |  | Y | [6 empty] | 182 | 25 | 6 | Y | [5 empty] | N |  | N |  | PA
57474 | Bed Bath & Beyond | 58093 | BBB Corporate Headquarters | NJ | Union | HQNJ | OP | Solar Photovoltaic | PV | IPP Non-CHP | 2 | 1 | 1 | 1 | 6 | 2010 |  |  |  | Y | [6 empty] | 180 | 10 | 1.2 | Y | [5 empty] | Y | 1.2 | N |  | NJ
57474 | Bed Bath & Beyond | 58094 | Christmas Tree Shops DC Burlington NJ | NJ | Burlington | FINJ | OP | Solar Photovoltaic | PV | IPP Non-CHP | 2 | 2.1 | 2.1 | 2.1 | 1 | 2011 |  |  |  | Y | [6 empty] | 180 | 10 | 2.5 | Y | [5 empty] | Y | 2.5 | N |  | NJ
57474 | Bed Bath & Beyond | 58095 | Harmon DC Totowa NJ | NJ | Passaic | TONJ | OP | Solar Photovoltaic | PV | IPP Non-CHP | 2 | 1.5 | 1.5 | 1.5 | 1 | 2012 |  |  |  | Y | [6 empty] | 180 | 10 | 1.7 | Y | [5 empty] | Y | 1.7 | N |  | NJ
57474 | Bed Bath & Beyond | 58096 | Bed Bath & Beyond DC Port Reading NJ | NJ | Middlesex | PTNJ | OP | Solar Photovoltaic | PV | Commercial Non-CHP | 4 | 1.8 | 1.8 | 1.8 | 12 | 2011 |  |  |  | Y | [6 empty] | 180 | 5 | 2.1 | Y | [5 empty] | Y | 2.1 | N |  | NJ
58465 | Green States Energy, Inc. | 58097 | Green Meadows | MA | Barnstable | 1 | OP | Solar Photovoltaic | PV | IPP Non-CHP | 2 | 3.5 | 3.5 | 3.5 | 5 | 2014 |  |  |  | Y | [6 empty] | 180 | 25 | 4.3 | Y | [5 empty] | N |  | N |  | MA
57354 | X-Elio North America Inc | 58118 | La Joya Del Sol | CA | Fresno | JDS1 | OP | Solar Photovoltaic | PV | IPP Non-CHP | 2 | 1.5 | 1.5 | 1.5 | 12 | 2012 |  | Y | [8 empty] | 90 |  | 1.8 | Y | [5 empty] | Y | 1.8 | N |  | CA
57497 | Golden State Energy LLC | 58119 | Depot Park Solar System | CA | Sacramento | DPSS | OP | Solar Photovoltaic | PV | IPP Non-CHP | 2 | 3 | 3 | 3 | 12 | 2010 |  | N | [7 empty] | Y |  |  | 3.4 | Y | [5 empty] | Y | 3 | N |  | CA
56990 | NJR Clean Energy Ventures Corporation | 58123 | Wakefern Food Corp | NJ | Middlesex | 1 | OP | Solar Photovoltaic | PV | IPP Non-CHP | 2 | 2 | 2 | 2 | 12 | 2012 |  |  |  | Y | [6 empty] | 187 | 14 | 2.4 | Y | [5 empty] | N |  | N |  | NJ
58083 | Outback Solar, LLC | 58131 | Outback Solar At Christmas Valley | OR | Lake | PV1 | OP | Solar Photovoltaic | PV | IPP Non-CHP | 2 | 4.4 | 4.4 | 4.4 | 10 | 2012 |  | Y | [10 empty] | 5.7 | Y | [5 empty] | Y | 5.7 | N |  | OR
58084 | Oberlin Spear Point Solar One, LLC | 58134 | Oberlin Spear Point Solar One | OH | Lorain | OSSO | OP | Solar Photovoltaic | PV | Commercial Non-CHP | 4 | 2 | 2 | 2 | 11 | 2012 |  | Y | [8 empty] | 0 | 0 | 2.3 | Y | [5 empty] | N |  | N |  | OH
58088 | Washington White Post Solar LLC | 58135 | Washington White Post Solar LLC | NC | Beaufort | 1 | OP | Solar Photovoltaic | PV | IPP Non-CHP | 2 | 12.4 | 12.4 | 12.4 | 12 | 2012 |  |  |  | Y | [6 empty] | 180 | 25 | 15 | Y | [5 empty] | N |  | N |  | NCDOM
57354 | X-Elio North America Inc | 58144 | SVEP Solar Project Company | VT | Bennington | SVEP1 | OP | Solar Photovoltaic | PV | IPP Non-CHP | 2 | 2 | 2 | 2 | 12 | 2012 |  |  |  | Y | [8 empty] | 2.2 | Y | [5 empty] | Y | 2.2 | N |  | VT
57354 | X-Elio North America Inc | 58145 | Williamstown Solar | VT | Orange | WTS_1 | OP | Solar Photovoltaic | PV | IPP Non-CHP | 2 | 2 | 2 | 2 | 12 | 2012 |  |  |  | Y | [6 empty] | 180 | 30 | 2.5 | Y | [5 empty] | Y | 2.5 | N |  | VT
58108 | SunE AZ1, LLC | 58147 | Prescott Solar Plant | AZ | Yavapai | PV1 | OP | Solar Photovoltaic | PV | IPP Non-CHP | 2 | 10.8 | 10.8 | 10.8 | 12 | 2011 |  | Y | [8 empty] | 0 | 0 | 11.7 | Y | [5 empty] | N |  | N |  | AZ
58111 | RE Kansas South LLC | 58148 | RE Kansas South LLC | CA | Kings | KS | OP | Solar Photovoltaic | PV | IPP Non-CHP | 2 | 20 | 20 | 20 | 6 | 2013 |  | Y | [8 empty] | 0 | 0 | 27 | Y | [5 empty] | N |  | N |  | CA
58112 | TA-High Desert LLC | 58149 | TA-High Desert LLC | CA | Los Angeles | TAHD | OP | Solar Photovoltaic | PV | IPP Non-CHP | 2 | 20 | 20 | 20 | 3 | 2013 |  | Y | [8 empty] | 0 | 0 | 25.6 | Y | [5 empty] | N |  | N |  | CA
14354 | PacifiCorp | 58150 | Black Cap Solar Plant | OR | Lake | 1 | OP | Solar Photovoltaic | PV | Electric Utility | 1 | 2 | 2 | 2 | 10 | 2012 |  | Y | [8 empty] | 90 | 0 | 2.6 | Y | [5 empty] | N |  | N |  | OR
58135 | Ecos Energy LLC | 58164 | Slayton Solar | MN | Murray | PV1 | OP | Solar Photovoltaic | PV | IPP Non-CHP | 2 | 1.7 | 1.7 | 1.7 | 1 | 2013 |  |  |  | Y | [6 empty] | 180 | 35 | 2 | Y | [5 empty] | N |  | N |  | MN
58104 | California State University at Fullerton | 58169 | CSUF Trigeneration | CA | Orange | CPAC | OP | Solar Photovoltaic | PV | Commercial CHP | 5 | 0.3 | 0.3 | 0.3 | 1 | 2012 |  |  |  | Y | [6 empty] | 180 | 10 | 0.4 | Y | [5 empty] | N |  | N |  | CA
58104 | California State University at Fullerton | 58169 | CSUF Trigeneration | CA | Orange | KHS | OP | Solar Photovoltaic | PV | Commercial CHP | 5 | 0.3 | 0.3 | 0.3 | 1 | 2012 |  |  |  | Y | [6 empty] | 180 | 10 | 0.4 | Y | [5 empty] | N |  | N |  | CA
58104 | California State University at Fullerton | 58169 | CSUF Trigeneration | CA | Orange | NPS | OP | Solar Photovoltaic | PV | Commercial CHP | 5 | 2 | 2 | 2 | 12 | 2016 |  |  |  | Y | [6 empty] | 180 | 10 | 2.2 | Y | [5 empty] | N |  | N |  | CA
58104 | California State University at Fullerton | 58169 | CSUF Trigeneration | CA | Orange | PS4 | OP | Solar Photovoltaic | PV | Commercial CHP | 5 | 0.3 | 0.3 | 0.3 | 1 | 2012 |  |  |  | Y | [6 empty] | 180 | 10 | 0.3 | Y | [5 empty] | N |  | N |  | CA
58104 | California State University at Fullerton | 58169 | CSUF Trigeneration | CA | Orange | SCPS | OP | Solar Photovoltaic | PV | Commercial CHP | 5 | 1 | 1 | 1 | 12 | 2016 |  |  |  | Y | [6 empty] | 180 | 10 | 1.1 | Y | [5 empty] | N |  | N |  | CA
58140 | San Bernardino Comm College Dist | 58170 | Crafton Hills College Solar Farm | CA | San Bernardino | GEN1 | OP | Solar Photovoltaic | PV | Commercial Non-CHP | 4 | 1.3 | 1.3 | 1.3 | 6 | 2012 |  |  | Y | [9 empty] | 1.3 | Y | [5 empty] | N |  | N |  | CA
24211 | Tucson Electric Power Co | 58171 | Prairie Fire | AZ | Pima | GEN1 | OP | Solar Photovoltaic | PV | Electric Utility | 1 | 4.5 | 4.5 | 4.5 | 12 | 2012 |  |  |  | Y | [6 empty] | 180 | 25 | 5 | Y | [5 empty] | N |  | N |  | AZ
57365 | Consolidated Edison Solutions Inc | 58174 | Wilson Solar | MA | Worcester | WSMA | OP | Solar Photovoltaic | PV | IPP Non-CHP | 2 | 2 | 2 | 2 | 6 | 2013 |  |  |  | Y | [6 empty] | 180 | 25 | 2.5 | Y | [5 empty] | N |  | Y | 2.5 | MA
58148 | U.S. General Services Administration | 58178 | M. G. Emmett J. Bean Federal Center | IN | Marion | 1 | OP | Solar Photovoltaic | PV | IPP Non-CHP | 2 | 2 | 2 | 2 | 4 | 2011 |  |  |  | Y | [6 empty] | 180 | 18 | 2 | Y | [5 empty] | Y | 2 | N |  | IN
58164 | 180 Raritan Energy Solutions, LLC | 58187 | 180 Raritan Solar | NJ | Middlesex | 1 | OP | Solar Photovoltaic | PV | IPP Non-CHP | 2 | 1.9 | 1.9 | 1.9 | 6 | 2012 |  |  |  | Y | [6 empty] | 188 | 10 | 2.3 | Y | [5 empty] | Y | 2.1 | N |  | NJ
57354 | X-Elio North America Inc | 58202 | RE Victor Phelan Solar One LLC | CA | San Bernardino | VPS1 | OP | Solar Photovoltaic | PV | IPP Non-CHP | 2 | 20 | 20 | 20 | 12 | 2013 |  | Y | [8 empty] | 90 |  | 22.3 | Y | [5 empty] | Y | 22.3 | N |  | CA
56751 | Yolo County of | 58204 | Grassland 3&4 Solar Project | CA | Yolo | INV3 | OP | Solar Photovoltaic | PV | IPP Non-CHP | 2 | 2.5 | 2.5 | 1.5 | 7 | 2013 |  |  | Y | [9 empty] | 2.5 | Y | [5 empty] | N |  | N |  | CA
14328 | Pacific Gas & Electric Co. | 58206 | West Gates Solar Station | CA | Fresno | 1 | OP | Solar Photovoltaic | PV | Electric Utility | 1 | 10 | 10 | 10 | 5 | 2013 |  |  |  | Y | [6 empty] | 180 | 25 | 12.9 | Y | [5 empty] | N |  | N |  | CA
58185 | FirstLight Power Resources, Inc. - MA | 58210 | NFM Solar Power LLC | MA | Franklin | 1 | OP | Solar Photovoltaic | PV | IPP Non-CHP | 2 | 1.9 | 1.9 | 1.9 | 3 | 2012 |  |  |  | Y | [6 empty] | 180 | 20 | 2 |  |  | N | Y |  |  | Y | 2 | N |  | MA
58182 | SunE AZ2 LLC | 58213 | Saddle Mountain Solar I | AZ | Maricopa | AZ2 | OP | Solar Photovoltaic | PV | IPP Non-CHP | 2 | 15 | 15 | 15 | 12 | 2012 |  | Y | [8 empty] | 0 | 0 | 16.9 | Y | [5 empty] | N |  | N |  | AZ
56769 | Consolidated Edison Development Inc. | 58214 | West Greenwich Solar | RI | Kent | WGRI | OP | Solar Photovoltaic | PV | IPP Non-CHP | 2 | 1.9 | 1.9 | 1.9 | 5 | 2013 |  |  |  | Y | [6 empty] | 180 | 25 | 2 | Y | [5 empty] | N |  | N |  | RI
56751 | Yolo County of | 58217 | Grassland 1&2 Solar Project | CA | Yolo | INV4 | OP | Solar Photovoltaic | PV | IPP Non-CHP | 2 | 2.5 | 2.5 | 1.5 | 7 | 2013 |  |  | Y | [9 empty] | 2.5 | Y | [5 empty] | N |  | N |  | CA
58197 | Newberry Solar 1 LLC | 58226 | Newberry Solar 1 LLC | CA | San Bernardino | 1 | OP | Solar Photovoltaic | PV | IPP Non-CHP | 2 | 1.5 | 1.5 | 1.5 | 12 | 2013 |  |  | Y |  |  |  | N | [5 empty] | 1.6 | Y |  |  |  |  | Y | N |  | N |  | CA
58198 | Highlander Solar 2, LLC | 58227 | SEPV9 Power Plant | CA | San Bernardino | SPV9 | OP | Solar Photovoltaic | PV | IPP Non-CHP | 2 | 9 | 8.5 | 8.8 | 6 | 2013 |  | Y | [8 empty] | 180 |  | 11 | Y | [5 empty] | N |  | N |  | CA
58201 | Milford Solar LLC | 58228 | Milford Solar Farm | DE | Kent | GEN1 | OP | Solar Photovoltaic | PV | IPP Non-CHP | 2 | 11.8 | 11.8 | 11.8 | 12 | 2012 |  |  |  | Y | [6 empty] | 180 | 20 | 15 | Y | [5 empty] | N |  | N |  | DE
58203 | NRG Energy Center Eagles LLC | 58231 | Lincoln Financial Field | PA | Philadelphia | GEN1 | OP | Solar Photovoltaic | PV | IPP Non-CHP | 2 | 2.9 | 2.9 | 2.9 | 1 | 2013 |  |  |  | Y | [5 empty] | Y |  |  | 3.2 | Y | [5 empty] | N |  | N |  | PA
58661 | Sustainable Power Group, LLC | 58232 | Tahquitz High School | CA | Riverside | TAHQ | OP | Solar Photovoltaic | PV | Commercial Non-CHP | 4 | 1 | 1 | 1 | 9 | 2012 |  | Y |  | N | [6 empty] | 90 |  | 1.1 | Y | [5 empty] | Y | 1 | N |  | CA
58211 | Highlander Solar 1, LLC | 58234 | SEPV 8 | CA | San Bernardino | SPV8 | OP | Solar Photovoltaic | PV | IPP Non-CHP | 2 | 12 | 11.8 | 11.8 | 6 | 2013 |  | Y | [8 empty] | 180 |  | 14.6 | Y | [5 empty] | N |  | N |  | CA
57081 | WGL Energy Systems, Inc | 58239 | Kent County-Kennedyville | MD | Kent | PVKV | OP | Solar Photovoltaic | PV | IPP Non-CHP | 2 | 1 | 1 | 1 | 8 | 2012 |  |  |  | Y | [6 empty] | 180 | 25 | 1.1 | Y | [5 empty] | Y | 1.1 | N |  | MD
57081 | WGL Energy Systems, Inc | 58240 | Kit Carson | NM | Taos | PV_KC | OP | Solar Photovoltaic | PV | IPP Non-CHP | 2 | 1.3 | 1.3 | 1.3 | 6 | 2012 |  | Y | [8 empty] | 0 | 0 | 1.3 | Y | [5 empty] | N |  | N |  | NM
57081 | WGL Energy Systems, Inc | 58241 | Rock Hall | MD | Kent | RCKHL | OP | Solar Photovoltaic | PV | IPP Non-CHP | 2 | 1 | 1 | 1 | 12 | 2012 |  |  |  | Y | [6 empty] | 180 | 25 | 1.3 | Y | [5 empty] | N |  | N |  | MD
57081 | WGL Energy Systems, Inc | 58243 | Kent County - Worton Complex | MD | Kent | WRTN | OP | Solar Photovoltaic | PV | IPP Non-CHP | 2 | 1 | 1 | 1 | 7 | 2012 |  |  |  | Y | [6 empty] | 180 | 25 | 1.3 | Y | [5 empty] | N |  | N |  | MD
58661 | Sustainable Power Group, LLC | 58244 | West Valley High School Solar | CA | Riverside | WEST | OP | Solar Photovoltaic | PV | Commercial Non-CHP | 4 | 1 | 0.9 | 0.9 | 9 | 2012 |  | Y |  | N | [6 empty] | 90 |  | 1 | Y | [5 empty] | Y | 1 | N |  | CA
57276 | Los Angeles Community College District | 58248 | Pierce College | CA | Los Angeles | GEN1 | OP | Solar Photovoltaic | PV | Commercial Non-CHP | 4 | 1.9 | 1.9 | 1.9 | 1 | 2013 | N |  |  | Y | [6 empty] | 180 | 2 | 2.3 | Y | [5 empty] | Y | 2.3 | N |  | CA
59553 | VA Sepulveda Ambulatory Care Center | 58249 | VA Sepulveda Ambulatory Care Center | CA | Los Angeles | GEN1 | OP | Solar Photovoltaic | PV | Commercial Non-CHP | 4 | 3.5 | 3.5 | 3.5 | 10 | 2014 |  | N |  | Y | [7 empty] | 0 | 4 | Y | [5 empty] | Y | 4 | N |  | CA
61247 | CBS Broadcasting, Inc. | 58253 | CBS Television City | CA | Los Angeles | GEN1 | OP | Solar Photovoltaic | PV | Commercial Non-CHP | 4 | 1.6 | 1.6 | 1.6 | 7 | 2013 |  |  |  | Y | [6 empty] | 270 | 5 | 1.8 | Y | [5 empty] | Y | 1.8 | N |  | CA
11204 | Los Alamos County | 58256 | Los Alamos PV Site | NM | Los Alamos | 1 | OP | Solar Photovoltaic | PV | Electric Utility | 1 | 1 | 1 | 1 | 9 | 2012 |  |  |  | Y | [6 empty] | 180 | 37 | 1.1 | Y | [5 empty] | N |  | N |  | NM
58233 | Kalaeloa Solar Two LLC | 58259 | Kalaeloa Solar Two | HI | Honolulu | KAS2 | OP | Solar Photovoltaic | PV | IPP Non-CHP | 2 | 5 | 5 | 5 | 12 | 2012 |  | Y | [8 empty] | 90 |  | 6 | Y | [5 empty] | N |  | N |  | HI
58238 | Enfinity NorCal 1 FAA LLC | 58261 | FAA NorCal TRACON | CA | Sacramento | 1 | OP | Solar Photovoltaic | PV | IPP Non-CHP | 2 | 1 | 1 | 1 | 12 | 2012 |  | Y |  | Y | [6 empty] | 0 | 0 | 1.2 | Y | [5 empty] | N |  | N |  | CA
58239 | Desert Sky Solar LLC | 58262 | Badger 1 | AZ | Maricopa | 1 | OP | Solar Photovoltaic | PV | IPP Non-CHP | 2 | 14.8 | 14.8 | 14.8 | 11 | 2013 |  | Y | [8 empty] | 90 |  | 19.3 | Y | [5 empty] | N |  | N |  | AZ
59622 | Ahana Renewables, LLC | 58270 | Acushnet AD Makepeace | MA | Plymouth | 1 | OP | Solar Photovoltaic | PV | IPP Non-CHP | 2 | 4.7 | 4.7 | 4.7 | 7 | 2012 |  |  |  | Y | [6 empty] | 180 | 30 | 4.7 | Y | [5 empty] | N |  | Y | 4.7 | MA
59622 | Ahana Renewables, LLC | 58271 | Acushnet Hawes Reed Road | MA | Bristol | 1 | OP | Solar Photovoltaic | PV | IPP Non-CHP | 2 | 1 | 1 | 1 | 7 | 2012 |  |  |  | Y | [6 empty] | 172 | 25 | 1.3 | Y | [5 empty] | N |  | Y | 1.3 | MA
59622 | Ahana Renewables, LLC | 58272 | Easthampton Landfill-City of Easthampton | MA | Hampshire | 1 | OP | Solar Photovoltaic | PV | IPP Non-CHP | 2 | 1.9 | 1.9 | 1.9 | 6 | 2012 |  |  |  | Y | [6 empty] | 180 | 30 | 2.3 | Y | [5 empty] | N |  | Y | 2.3 | MA
60025 | Greenbacker Renewable Energy Corporation | 58273 | South Robeson Farm | NC | Robeson | SROB | OP | Solar Photovoltaic | PV | IPP Non-CHP | 2 | 5 | 4.9 | 4.9 | 6 | 2012 |  |  |  | Y | [6 empty] | 180 | 25 | 6.4 | Y | [5 empty] | N |  | N |  | NC
61119 | SRE Utility Solar 1, LLC | 58274 | Raeford Farm | NC | Hoke | RAEF | OP | Solar Photovoltaic | PV | IPP Non-CHP | 2 | 5 | 4.9 | 4.9 | 12 | 2012 |  |  |  | Y | [6 empty] | 180 | 25 | 6.3 | Y | [5 empty] | N |  | N |  | NC
59155 | First Wind O&M, LLC | 58275 | Mass Midstate Solar 3 | MA | Worcester | 1 | OP | Solar Photovoltaic | PV | IPP Non-CHP | 2 | 4 | 4 | 4 | 5 | 2014 |  |  |  | Y | [6 empty] | 180 | 25 | 5.2 | Y | [5 empty] | N |  | N |  | MA
59155 | First Wind O&M, LLC | 58276 | Mass Midstate Solar 2 | MA | Worcester | 1 | OP | Solar Photovoltaic | PV | IPP Non-CHP | 2 | 5 | 5 | 5 | 5 | 2014 |  |  |  | Y | [6 empty] | 180 | 25 | 6 | Y | [5 empty] | N |  | N |  | MA
59155 | First Wind O&M, LLC | 58279 | Mass Midstate Solar 1 | MA | Worcester | 1 | OP | Solar Photovoltaic | PV | IPP Non-CHP | 2 | 5 | 5 | 5 | 5 | 2014 |  |  |  | Y | [6 empty] | 180 | 25 | 6 | Y | [5 empty] | N |  | N |  | MA
59155 | First Wind O&M, LLC | 58280 | Millbury Solar | MA | Worcester | 1 | OP | Solar Photovoltaic | PV | IPP Non-CHP | 2 | 3 | 3 | 3 | 4 | 2014 |  |  |  | Y | [6 empty] | 180 | 25 | 3.9 | Y | [5 empty] | N |  | N |  | MA
58258 | SunRay Power LLC | 58282 | Leicester One MA Solar LLC | MA | Worcester | 1 | OP | Solar Photovoltaic | PV | IPP Non-CHP | 2 | 6 | 6 | 6 | 1 | 2015 |  |  |  | Y | [6 empty] | 180 | 10 | 6 | Y | [5 empty] | N |  | Y | 6 | MA
58598 | Mass Solar, LLC | 58283 | Freetown Solar | MA | Bristol | 1 | OP | Solar Photovoltaic | PV | IPP Non-CHP | 2 | 5 | 4.5 | 4.5 | 3 | 2015 |  | N |  | Y |  | N |  |  |  |  | 180 | 25 | 5.8 | Y | [5 empty] | Y | 5.8 | N |  | MA
59455 | Venable Solar, LLC | 58289 | Venable Solar 1 | CA | Riverside | VNPV | OP | Solar Photovoltaic | PV | IPP Non-CHP | 2 | 1.5 | 1.5 | 1.1 | 4 | 2015 |  |  |  | Y | [6 empty] | 198 | 20 | 1.8 | Y | [5 empty] | N |  | N |  | CA
59455 | Venable Solar, LLC | 58290 | Venable Solar 2 | CA | Riverside | VSPV | OP | Solar Photovoltaic | PV | IPP Non-CHP | 2 | 1.5 | 1.5 | 1.1 | 4 | 2015 |  |  |  | Y | [6 empty] | 198 | 20 | 1.8 | Y | [5 empty] | N |  | N |  | CA
58863 | Main Street Power | 58292 | Jewish Community Center PV | AZ | Maricopa | JCC | OP | Solar Photovoltaic | PV | IPP Non-CHP | 2 | 1.1 | 1.1 | 1.1 | 9 | 2012 |  |  |  | Y | [6 empty] | 180 | 5 | 1.3 | Y | [5 empty] | N |  | N |  | AZ
58863 | Main Street Power | 58293 | Paradise Valley H.S. PV | AZ | Maricopa | PVH | OP | Solar Photovoltaic | PV | IPP Non-CHP | 2 | 1.3 | 1.3 | 1.3 | 1 | 2013 |  |  |  | Y | [6 empty] | 180 | 5 | 1.6 | Y | [5 empty] | N |  | N |  | AZ
58269 | Tulare PV II LLC | 58304 | Kingsburg Solar | CA | Tulare | 1 | OP | Solar Photovoltaic | PV | IPP Non-CHP | 2 | 1.5 | 1.5 | 1.5 | 12 | 2013 |  |  |  | Y | [6 empty] | 180 | 20 | 1.7 | Y | [5 empty] | N |  | N |  | CA
58269 | Tulare PV II LLC | 58304 | Kingsburg Solar | CA | Tulare | 2 | OP | Solar Photovoltaic | PV | IPP Non-CHP | 2 | 1.5 | 1.5 | 1.5 | 12 | 2013 |  |  |  | Y | [6 empty] | 180 | 20 | 1.7 | Y | [5 empty] | N |  | N |  | CA
58269 | Tulare PV II LLC | 58304 | Kingsburg Solar | CA | Tulare | 3 | OP | Solar Photovoltaic | PV | IPP Non-CHP | 2 | 0.7 | 0.7 | 0.7 | 12 | 2013 |  |  |  | Y | [5 empty] | N | 180 | 20 | 0.8 | Y | [5 empty] | N |  | N |  | CA
60025 | Greenbacker Renewable Energy Corporation | 58305 | PCIP Solar | NC | Person | PCIP | OP | Solar Photovoltaic | PV | IPP Non-CHP | 2 | 1 | 1 | 1 | 11 | 2011 |  |  |  | Y | [6 empty] | 180 | 26 | 1.3 | Y | [5 empty] | N |  | N |  | NC
58268 | Tulare PV I LLC | 58306 | Exeter Solar | CA | Tulare | 1 | OP | Solar Photovoltaic | PV | IPP Non-CHP | 2 | 1 | 1 | 1 | 2 | 2014 |  |  |  | Y | [6 empty] | 180 | 20 | 1.2 | Y | [5 empty] | N |  | N |  | CA
58268 | Tulare PV I LLC | 58306 | Exeter Solar | CA | Tulare | 2 | OP | Solar Photovoltaic | PV | IPP Non-CHP | 2 | 1 | 1 | 1 | 2 | 2014 |  |  |  | Y | [6 empty] | 180 | 20 | 1.2 | Y | [5 empty] | N |  | N |  | CA
58268 | Tulare PV I LLC | 58306 | Exeter Solar | CA | Tulare | 3 | OP | Solar Photovoltaic | PV | IPP Non-CHP | 2 | 1.5 | 1.5 | 1.5 | 2 | 2014 |  |  |  | Y | [6 empty] | 180 | 20 | 1.8 | Y | [5 empty] | N |  | N |  | CA
58268 | Tulare PV I LLC | 58307 | Ivanhoe Solar | CA | Tulare | 1 | OP | Solar Photovoltaic | PV | IPP Non-CHP | 2 | 1.5 | 1.5 | 1.5 | 1 | 2014 |  |  |  | Y | [6 empty] | 180 | 20 | 1.8 | Y | [5 empty] | N |  | N |  | CA
58268 | Tulare PV I LLC | 58307 | Ivanhoe Solar | CA | Tulare | 2 | OP | Solar Photovoltaic | PV | IPP Non-CHP | 2 | 0.5 | 0.5 | 0.5 | 1 | 2014 |  |  |  | Y | [6 empty] | 180 | 20 | 0.6 | Y | [5 empty] | N |  | N |  | CA
58268 | Tulare PV I LLC | 58307 | Ivanhoe Solar | CA | Tulare | 3 | OP | Solar Photovoltaic | PV | IPP Non-CHP | 2 | 1.5 | 1.5 | 1.5 | 1 | 2014 |  |  |  | Y | [6 empty] | 180 | 20 | 1.8 | Y | [5 empty] | N |  | N |  | CA
58268 | Tulare PV I LLC | 58308 | Lindsay Solar | CA | Tulare | 1 | OP | Solar Photovoltaic | PV | IPP Non-CHP | 2 | 1.5 | 1.5 | 1.5 | 1 | 2014 |  |  |  | Y | [6 empty] | 180 | 20 | 1.8 | Y | [5 empty] | N |  | N |  | CA
58268 | Tulare PV I LLC | 58308 | Lindsay Solar | CA | Tulare | 3 | OP | Solar Photovoltaic | PV | IPP Non-CHP | 2 | 1.5 | 1.5 | 1.5 | 1 | 2014 |  |  |  | Y | [6 empty] | 180 | 20 | 1.8 | Y | [5 empty] | N |  | N |  | CA
58268 | Tulare PV I LLC | 58308 | Lindsay Solar | CA | Tulare | 4 | OP | Solar Photovoltaic | PV | IPP Non-CHP | 2 | 1 | 1 | 1 | 1 | 2014 |  |  |  | Y | [6 empty] | 180 | 20 | 1.2 | Y | [5 empty] | N |  | N |  | CA
58268 | Tulare PV I LLC | 58309 | Porterville Solar | CA | Tulare | 1 | OP | Solar Photovoltaic | PV | IPP Non-CHP | 2 | 1 | 1 | 1 | 1 | 2014 |  |  |  | Y | [6 empty] | 180 | 20 | 1.2 | Y | [5 empty] | N |  | N |  | CA
58268 | Tulare PV I LLC | 58309 | Porterville Solar | CA | Tulare | 2 | OP | Solar Photovoltaic | PV | IPP Non-CHP | 2 | 1 | 1 | 1 | 1 | 2014 |  |  |  | Y | [6 empty] | 180 | 20 | 1.2 | Y | [5 empty] | N |  | N |  | CA
58268 | Tulare PV I LLC | 58309 | Porterville Solar | CA | Tulare | 5 | OP | Solar Photovoltaic | PV | IPP Non-CHP | 2 | 1.5 | 1.5 | 1.5 | 1 | 2014 |  |  |  | Y | [6 empty] | 180 | 20 | 1.8 | Y | [5 empty] | N |  | N |  | CA
58279 | Chadbourn Farm LLC | 58311 | Chadbourn Farm | NC | Columbus | 1 | OP | Solar Photovoltaic | PV | IPP Non-CHP | 2 | 5 | 5 | 5 | 12 | 2012 |  |  |  | Y | [6 empty] | 180 | 25 | 7 | Y | [5 empty] | N |  | N |  | NC
58280 | Warrenton Farm LLC | 58312 | Warrenton Farm | NC | Warren | 1 | OP | Solar Photovoltaic | PV | IPP Non-CHP | 2 | 4 | 4 | 4 | 12 | 2012 |  |  |  | Y | [6 empty] | 180 | 20 | 5.6 | Y | [5 empty] | N |  | N |  | NC
58281 | Mocksville Lessee LLC | 58313 | Mocksville Farm | NC | Davie | 1 | OP | Solar Photovoltaic | PV | IPP Non-CHP | 2 | 5 | 5 | 5 | 11 | 2012 |  |  |  | Y | [6 empty] | 180 | 25 | 6.4 | Y | [5 empty] | N |  | N |  | NC
58282 | Belwood Farm LLC | 58314 | Belwood Farm | NC | Cleveland | 1 | OP | Solar Photovoltaic | PV | IPP Non-CHP | 2 | 4 | 4 | 4 | 12 | 2012 |  |  |  | Y | [6 empty] | 180 | 25 | 5.2 | Y | [5 empty] | N |  | N |  | NC
58283 | Strata Fund 2 Lessee LLC | 58315 | Arndt Farm | NC | Catawba | 1 | OP | Solar Photovoltaic | PV | IPP Non-CHP | 2 | 5 | 5 | 5 | 11 | 2012 |  |  |  | Y | [6 empty] | 180 | 25 | 6.5 | Y | [5 empty] | N |  | N |  | NC
58284 | Railroad Farm LLC | 58316 | Railroad Farm | NC | Robeson | 1 | OP | Solar Photovoltaic | PV | IPP Non-CHP | 2 | 5 | 5 | 5 | 10 | 2012 |  |  |  | Y | [6 empty] | 180 | 25 | 6.4 | Y | [5 empty] | N |  | N |  | NC
58285 | Watts Farm LLC | 58317 | Watts Farm | NC | Robeson | 1 | OP | Solar Photovoltaic | PV | IPP Non-CHP | 2 | 5 | 5 | 5 | 7 | 2012 |  |  |  | Y | [6 empty] | 180 | 25 | 6.4 | Y | [5 empty] | N |  | N |  | NC
58286 | Farrington Solar Farm LLC | 58318 | Farrington Farm | NC | Chatham | 1 | OP | Solar Photovoltaic | PV | IPP Non-CHP | 2 | 1 | 1 | 1 | 4 | 2012 |  |  |  | Y | [6 empty] | 180 | 25 | 1.1 | Y | [5 empty] | N |  | N |  | NC
58245 | Patua Acquisition Company, LLC | 58319 | Patua Acquisition Project, LLC | NV | Churchill | PV-01 | OP | Solar Photovoltaic | PV | IPP Non-CHP | 2 | 10.6 | 10.6 | 10.6 | 7 | 2017 |  | Y | [8 empty] | 90 | 60 | 14.5 | Y | [5 empty] | N |  | N |  | NV
58283 | Strata Fund 2 Lessee LLC | 58323 | Shannon Farm | NC | Robeson | 1 | OP | Solar Photovoltaic | PV | IPP Non-CHP | 2 | 5 | 5 | 5 | 10 | 2012 |  |  |  | Y | [6 empty] | 180 | 25 | 6.5 | Y | [5 empty] | N |  | N |  | NC
58304 | Constellation Solar Maryland II LLC | 58329 | UMMS at Pocomoke | MD | Somerset | PV1 | OP | Solar Photovoltaic | PV | IPP Non-CHP | 2 | 2.8 | 2.8 | 2.8 | 2 | 2013 |  |  |  | Y | [6 empty] | 180 | 20 | 3.7 | Y | [5 empty] | Y | 3.7 | N |  | MD
58318 | Haynes Farm LLC | 58332 | Haynes Farm | NC | Lincoln | 1 | OP | Solar Photovoltaic | PV | IPP Non-CHP | 2 | 5 | 5 | 5 | 9 | 2013 |  |  |  | Y | [6 empty] | 180 | 20 | 6 | Y | [5 empty] | N |  | N |  | NC
58319 | Lenoir Farm LLC | 58333 | Lenoir Farm | NC | Lenoir | 1 | OP | Solar Photovoltaic | PV | IPP Non-CHP | 2 | 5 | 5 | 5 | 7 | 2013 |  |  |  | Y | [6 empty] | 190 | 25 | 6 | Y | [5 empty] | N |  | N |  | NCDOM
58320 | Lenoir Farm 2 LLC | 58334 | Lenoir Farm 2 | NC | Lenoir | 1 | OP | Solar Photovoltaic | PV | IPP Non-CHP | 2 | 5 | 5 | 5 | 6 | 2013 |  |  |  | Y | [6 empty] | 188 | 25 | 6 | Y | [5 empty] | N |  | N |  | NC
58321 | Marshville Farm LLC | 58335 | Marshville Farm | NC | Union | 1 | OP | Solar Photovoltaic | PV | IPP Non-CHP | 2 | 5 | 5 | 5 | 10 | 2013 |  |  |  | Y | [6 empty] | 180 | 25 | 6 | Y | [5 empty] | N |  | N |  | NC
58322 | Mile Farm LLC | 58336 | Mile Farm | NC | Durham | 1 | OP | Solar Photovoltaic | PV | IPP Non-CHP | 2 | 5 | 5 | 5 | 6 | 2014 |  |  |  | Y | [6 empty] | 180 | 20 | 6.4 | Y | [5 empty] | N |  | N |  | NC
58323 | Moore Solar Farm LLC | 58337 | Moore Solar Farm | NC | Rockingham | 1 | OP | Solar Photovoltaic | PV | IPP Non-CHP | 2 | 5 | 5 | 5 | 12 | 2013 |  |  |  | Y | [6 empty] | 180 | 20 | 6 | Y | [5 empty] | N |  | N |  | NC
58324 | Moorings Farm LLC | 58338 | Moorings Farm | NC | Wayne | 1 | OP | Solar Photovoltaic | PV | IPP Non-CHP | 2 | 5 | 5 | 5 | 9 | 2013 |  |  |  | Y | [6 empty] | 182 | 25 | 6 | Y | [5 empty] | N |  | N |  | NC
58325 | New Bern Farm LLC | 58339 | New Bern Farm | NC | Craven | 1 | OP | Solar Photovoltaic | PV | IPP Non-CHP | 2 | 5 | 5 | 5 | 4 | 2014 |  |  |  | Y | [6 empty] | 200 | 20 | 6.5 | Y | [5 empty] | N |  | N |  | NC
58326 | Roxboro Farm LLC | 58340 | Roxboro Farm | NC | Person | 1 | OP | Solar Photovoltaic | PV | IPP Non-CHP | 2 | 5 | 5 | 5 | 4 | 2014 |  |  |  | Y | [6 empty] | 180 | 25 | 6.4 | Y | [5 empty] | N |  | N |  | NC
58327 | White Cross Farm LLC | 58341 | White Cross Farm | NC | Orange | 1 | OP | Solar Photovoltaic | PV | IPP Non-CHP | 2 | 5 | 5 | 5 | 9 | 2013 |  |  |  | Y | [6 empty] | 180 | 25 | 6 | Y | [5 empty] | N |  | N |  | NC
58328 | Wilson Farm 1 LLC | 58342 | Wilson Farm 1 | NC | Wilson | 1 | OP | Solar Photovoltaic | PV | IPP Non-CHP | 2 | 5 | 5 | 5 | 7 | 2013 |  |  |  | Y | [6 empty] | 180 | 25 | 6.1 | Y | [5 empty] | N |  | N |  | NC
58329 | Yanceyville Farm LLC | 58343 | Yanceyville Farm | NC | Caswell | 1 | OP | Solar Photovoltaic | PV | IPP Non-CHP | 2 | 5 | 5 | 5 | 12 | 2013 |  |  |  | Y | [6 empty] | 180 | 20 | 6.2 | Y | [5 empty] | N |  | N |  | NC
58330 | AM Best Farm | 58344 | AM Best Farm | NC | Wayne | 1 | OP | Solar Photovoltaic | PV | IPP Non-CHP | 2 | 5 | 5 | 5 | 6 | 2013 |  |  |  | Y | [6 empty] | 190 | 20 | 6.7 | Y | [5 empty] | N |  | N |  | NC
58331 | Mt Olive Farm 2 LLC | 58345 | Mt Olive Farm 2 | NC | Wayne | 1 | OP | Solar Photovoltaic | PV | IPP Non-CHP | 2 | 5 | 5 | 5 | 5 | 2013 |  |  |  | Y | [6 empty] | 180 | 25 | 6.7 | Y | [5 empty] | N |  | N |  | NC
58332 | Dibrell Farm LLC | 58346 | Dibrell Farm | NC | Rockingham | 1 | OP | Solar Photovoltaic | PV | IPP Non-CHP | 2 | 5 | 5 | 5 | 3 | 2013 |  |  |  | Y | [6 empty] | 190 | 20 | 6.5 | Y | [5 empty] | N |  | N |  | NC
58333 | Rock Farm LLC | 58347 | Rock Farm | NC | Richmond | 1 | OP | Solar Photovoltaic | PV | IPP Non-CHP | 2 | 5 | 5 | 5 | 5 | 2013 |  |  |  | Y | [6 empty] | 195 | 25 | 6.7 | Y | [5 empty] | N |  | N |  | NC
58334 | Two Lines Farm LLC | 58348 | Two Lines Farm | NC | Catawba | 1 | OP | Solar Photovoltaic | PV | IPP Non-CHP | 2 | 5 | 5 | 5 | 3 | 2013 |  |  |  | Y | [6 empty] | 195 | 20 | 6.4 | Y | [5 empty] | N |  | N |  | NC
58335 | Bolton Farm LLC | 58349 | Bolton Farm | NC | Warren | 1 | OP | Solar Photovoltaic | PV | IPP Non-CHP | 2 | 5 | 5 | 5 | 7 | 2013 |  |  |  | Y | [6 empty] | 176 | 20 | 6.5 | Y | [5 empty] | N |  | N |  | NC
58336 | McCallum Farm LLC | 58350 | McCallum Farm | NC | Robeson | 1 | OP | Solar Photovoltaic | PV | IPP Non-CHP | 2 | 5 | 5 | 5 | 9 | 2013 |  |  |  | Y | [6 empty] | 180 | 20 | 6.5 | Y | [5 empty] | N |  | N |  | NC
58309 | Radiance Solar LLC | 58354 | Radiance Solar 4 | CA | Los Angeles | 1 | OP | Solar Photovoltaic | PV | IPP Non-CHP | 2 | 1.5 | 1.5 | 1.5 | 7 | 2013 |  |  |  | Y | [6 empty] | 200 | 25 | 1.8 | Y | [5 empty] | N |  | N |  | CA
58309 | Radiance Solar LLC | 58355 | Radiance Solar 5 | CA | Los Angeles | 1 | OP | Solar Photovoltaic | PV | IPP Non-CHP | 2 | 1.5 | 1.5 | 1.5 | 7 | 2013 |  |  |  | Y | [6 empty] | 200 | 25 | 1.8 | Y | [5 empty] | N |  | N |  | CA
57411 | KDC Solar O&M LLC | 58356 | The Lawrenceville School Solar Facility | NJ | Mercer | TLS | OP | Solar Photovoltaic | PV | IPP Non-CHP | 2 | 5.2 | 5.2 | 5.2 | 5 | 2012 |  | Y | [8 empty] | 160 |  | 6.1 | Y | [5 empty] | Y | 6.1 | N |  | NJ
57411 | KDC Solar O&M LLC | 58357 | Amazon | NJ | Middlesex | WR | OP | Solar Photovoltaic | PV | Commercial Non-CHP | 4 | 4.2 | 4.2 | 4.2 | 12 | 2011 |  |  |  | Y | [6 empty] | 154 | 16 | 4.9 | Y | [5 empty] | Y | 4.9 | N |  | NJ
57411 | KDC Solar O&M LLC | 58358 | North Jersey Media Group Solar Facility | NJ | Morris | NJMG | OP | Solar Photovoltaic | PV | Commercial Non-CHP | 4 | 4.1 | 4.1 | 4.1 | 3 | 2013 |  |  |  | Y | [6 empty] | 217 | 20 | 4.9 | Y | [5 empty] | Y | 4.9 | N |  | NJ
57411 | KDC Solar O&M LLC | 58359 | Gerresheimer Glass Solar Facility | NJ | Cumberland | GG | OP | Solar Photovoltaic | PV | Commercial Non-CHP | 4 | 2.3 | 2.3 | 2.3 | 9 | 2012 |  |  |  | Y | [6 empty] | 183 | 9.7 | 2.8 |  |  |  | Y |  |  | Y | 2.8 | N |  | NJ
57411 | KDC Solar O&M LLC | 58360 | Atlantic Coast Freezers Solar Facility | NJ | Cumberland | ACF | OP | Solar Photovoltaic | PV | Commercial Non-CHP | 4 | 2.2 | 2.2 | 2.2 | 4 | 2012 |  | Y | [8 empty] | 188 |  | 2.2 | Y | [5 empty] | Y | 2.2 | N |  | NJ
57411 | KDC Solar O&M LLC | 58361 | Williams-Sonoma Solar Facility | NJ | Middlesex | WS | OP | Solar Photovoltaic | PV | Commercial Non-CHP | 4 | 3 | 3 | 3 | 12 | 2011 |  |  |  | Y | [6 empty] | 180 | 15 | 3.6 | Y | [5 empty] | Y | 3.6 | N |  | NJ
57365 | Consolidated Edison Solutions Inc | 58362 | Quittacas Pond Solar | MA | Plymouth | QPMA | OP | Solar Photovoltaic | PV | IPP Non-CHP | 2 | 3.5 | 3.5 | 3.5 | 12 | 2013 |  |  |  | Y | [6 empty] | 180 | 30 | 4.2 | Y | [5 empty] | N |  | Y | 4.2 | MA
58355 | SPS Atwell Island LLC | 58366 | Atwell Island | CA | Tulare | 1 | OP | Solar Photovoltaic | PV | IPP Non-CHP | 2 | 20.2 | 20.2 | 20.2 | 3 | 2013 |  |  |  | Y | [6 empty] | 180 | 18 | 23.5 |  |  | Y |  |  |  | N |  | N |  | CA
58358 | Light Beam Power Co LLC | 58370 | Gridley Main | CA | Butte | GEN1 | OP | Solar Photovoltaic | PV | IPP Non-CHP | 2 | 1 | 1 | 1 | 3 | 2013 |  | Y | [8 empty] | 0 | 0 | 1.2 | Y | [5 empty] | N |  | N |  | CA
58358 | Light Beam Power Co LLC | 58371 | Gridley Main Two | CA | Butte | GEN1 | OP | Solar Photovoltaic | PV | IPP Non-CHP | 2 | 2.5 | 2.5 | 2.5 | 4 | 2013 |  | Y | [8 empty] | 0 | 0 | 3 | Y | [5 empty] | N |  | N |  | CA
56769 | Consolidated Edison Development Inc. | 58373 | White River Solar | CA | Tulare | WRCA | OP | Solar Photovoltaic | PV | IPP Non-CHP | 2 | 20 | 20 | 20 | 7 | 2013 |  | Y | [8 empty] | 0 | 0 | 26 | Y | [5 empty] | N |  | N |  | CA
56769 | Consolidated Edison Development Inc. | 58374 | Corcoran Solar | CA | Kings | CSCA | OP | Solar Photovoltaic | PV | IPP Non-CHP | 2 | 20 | 20 | 20 | 8 | 2013 |  | Y | [8 empty] | 0 | 0 | 26 | Y | [5 empty] | N |  | N |  | CA
58363 | Oakley Solar Project LLC | 58376 | Oakley Solar Project | CA | Contra Costa | 1 | OP | Solar Photovoltaic | PV | IPP Non-CHP | 2 | 1.5 | 1.5 | 1.5 | 6 | 2013 |  |  |  | Y | [6 empty] | 180 | 5 | 1.7 | Y | [5 empty] | N |  | N |  | CA
2439 | City of Bryan - (OH) | 58381 | Bryan Solar Field | OH | Williams | 1 | OP | Solar Photovoltaic | PV | Electric Utility | 1 | 2.1 | 1.7 | 1.7 | 2 | 2012 |  |  |  | Y | [6 empty] | 180 | 25 | 2.1 |  | Y |  |  |  |  | N |  | N |  | OH
803 | Arizona Public Service Co | 58383 | Hyder II | AZ | Yuma | PV1 | OP | Solar Photovoltaic | PV | Electric Utility | 1 | 14 | 14 | 14 | 12 | 2013 |  | Y | [8 empty] | 0 | 0 | 21 | Y | [5 empty] | N |  | N |  | AZ
56769 | Consolidated Edison Development Inc. | 58385 | Northbridge Solar | MA | Worcester | NSMA | OP | Solar Photovoltaic | PV | IPP Non-CHP | 2 | 1.9 | 1.9 | 1.9 | 8 | 2013 |  |  |  | Y | [6 empty] | 180 | 25 | 2.5 | Y | [5 empty] | Y | 2.5 | N |  | MA
58373 | CU Solar LLC | 58386 | CU Solar Plant | OH | Greene | CU | OP | Solar Photovoltaic | PV | IPP Non-CHP | 2 | 1.8 | 1.8 | 1.8 | 4 | 2013 |  |  |  | Y | [6 empty] | 180 | 25 | 2.2 | Y | [5 empty] | N |  | N |  | OH
59139 | SunEdison LLC | 58387 | CES Sterling LLC | MA | Worcester | 1 | OP | Solar Photovoltaic | PV | IPP Non-CHP | 2 | 2.4 | 2 | 2 | 2 | 2013 |  |  |  | Y | [6 empty] | 0 | 0 | 2.4 | Y |  |  |  |  | N | N |  | N |  | MA
59873 | Solar Star California XIX, LLC | 58388 | Solar Star 1 | CA | Kern | AVS1 | OP | Solar Photovoltaic | PV | IPP Non-CHP | 2 | 39 | 38 | 38 | 3 | 2014 |  | Y | [8 empty] | 0 | 0 | 48.9 | Y | [5 empty] | N |  | N |  | CA
59873 | Solar Star California XIX, LLC | 58388 | Solar Star 1 | CA | Kern | SS11 | OP | Solar Photovoltaic | PV | IPP Non-CHP | 2 | 54 | 52.6 | 52.6 | 6 | 2015 |  | Y | [8 empty] | 0 | 0 | 67.7 | Y | [5 empty] | N |  | N |  | CA
59873 | Solar Star California XIX, LLC | 58388 | Solar Star 1 | CA | Kern | SS12 | OP | Solar Photovoltaic | PV | IPP Non-CHP | 2 | 54 | 52.6 | 52.6 | 2 | 2015 |  | Y | [8 empty] | 0 | 0 | 67.7 | Y | [5 empty] | N |  | N |  | CA
59873 | Solar Star California XIX, LLC | 58388 | Solar Star 1 | CA | Kern | SS13 | OP | Solar Photovoltaic | PV | IPP Non-CHP | 2 | 58.5 | 57 | 57 | 10 | 2014 |  | Y | [8 empty] | 0 | 0 | 73.3 | Y | [5 empty] | N |  | N |  | CA
59873 | Solar Star California XIX, LLC | 58388 | Solar Star 1 | CA | Kern | SS14 | OP | Solar Photovoltaic | PV | IPP Non-CHP | 2 | 33 | 32.2 | 32.2 | 6 | 2015 |  | Y | [8 empty] | 0 | 0 | 40.7 | Y | [5 empty] | N |  | N |  | CA
59873 | Solar Star California XIX, LLC | 58388 | Solar Star 1 | CA | Kern | SS15 | OP | Solar Photovoltaic | PV | IPP Non-CHP | 2 | 15 | 14.6 | 14.6 | 10 | 2014 |  | Y | [8 empty] | 0 | 0 | 18.8 | Y | [5 empty] | N |  | N |  | CA
59873 | Solar Star California XIX, LLC | 58388 | Solar Star 1 | CA | Kern | SS16 | OP | Solar Photovoltaic | PV | IPP Non-CHP | 2 | 64.5 | 62.9 | 62.9 | 4 | 2014 |  | Y | [8 empty] | 0 | 0 | 80.8 | Y | [5 empty] | N |  | N |  | CA
59872 | Solar Star California XX, LLC | 58389 | Solar Star 2 | CA | Kern | AVS2 | OP | Solar Photovoltaic | PV | IPP Non-CHP | 2 | 19.5 | 19 | 19 | 3 | 2014 |  | Y | [8 empty] | 0 | 0 | 24.4 | Y | [5 empty] | N |  | N |  | CA
59872 | Solar Star California XX, LLC | 58389 | Solar Star 2 | CA | Kern | SS21 | OP | Solar Photovoltaic | PV | IPP Non-CHP | 2 | 60 | 59 | 59 | 7 | 2014 |  | Y | [8 empty] | 0 | 0 | 75.2 | Y | [5 empty] | N |  | N |  | CA
59872 | Solar Star California XX, LLC | 58389 | Solar Star 2 | CA | Kern | SS22 | OP | Solar Photovoltaic | PV | IPP Non-CHP | 2 | 55.5 | 55 | 55 | 12 | 2014 |  | Y | [8 empty] | 0 | 0 | 69.5 | Y | [5 empty] | N |  | N |  | CA
59872 | Solar Star California XX, LLC | 58389 | Solar Star 2 | CA | Kern | SS23 | OP | Solar Photovoltaic | PV | IPP Non-CHP | 2 | 48 | 47 | 47 | 12 | 2014 |  | Y | [8 empty] | 0 | 0 | 60.1 | Y | [5 empty] | N |  | N |  | CA
59872 | Solar Star California XX, LLC | 58389 | Solar Star 2 | CA | Kern | SS24 | OP | Solar Photovoltaic | PV | IPP Non-CHP | 2 | 43.5 | 43 | 43 | 6 | 2015 |  | Y | [8 empty] | 0 | 0 | 54.5 | Y | [5 empty] | N |  | N |  | CA
59872 | Solar Star California XX, LLC | 58389 | Solar Star 2 | CA | Kern | SS25 | OP | Solar Photovoltaic | PV | IPP Non-CHP | 2 | 52.5 | 52 | 52 | 4 | 2014 |  | Y | [8 empty] | 0 | 0 | 65.8 | Y | [5 empty] | N |  | N |  | CA
58376 | IND Solar Farm | 58391 | IND Solar Farm 1st Phase | IN | Marion | 1 | OP | Solar Photovoltaic | PV | IPP Non-CHP | 2 | 10 | 10 | 10 | 11 | 2013 |  |  |  | Y | [6 empty] | 180 | 30 | 12.5 | Y | [5 empty] | N |  | Y | 5 | IN
60898 | Axium US Solar Holdings LLC | 58398 | Heber Solar | CA | Imperial | 1 | OP | Solar Photovoltaic | PV | IPP Non-CHP | 2 | 10.9 | 10 | 8.2 | 5 | 2014 |  | Y | [8 empty] | 0 | 0 | 13.1 | Y | [5 empty] | N |  | N |  | CA
58385 | SR Enterprise South LLC | 58401 | Volkswagen Solar System | TN | Hamilton | 1 | OP | Solar Photovoltaic | PV | IPP Non-CHP | 2 | 9.6 | 7.9 | 5.6 | 11 | 2012 |  |  |  | Y | [6 empty] | 180 | 25 | 9.5 | Y | [5 empty] | N |  | N |  | TN
58387 | Solar Star New Jersey VI LLC | 58402 | Solar Star New Jersey NJ LLC | NJ | Somerset | 1 | OP | Solar Photovoltaic | PV | IPP Non-CHP | 2 | 1.5 | 1.5 | 1.5 | 2 | 2012 |  | Y | [8 empty] | 0 | 0 | 1.7 | Y | [5 empty] | N |  | N |  | NJ
57081 | WGL Energy Systems, Inc | 58403 | Bellingham PV | MA | Worcester | SO032 | OP | Solar Photovoltaic | PV | IPP Non-CHP | 2 | 3 | 3 | 3 | 10 | 2013 |  |  |  | Y | [6 empty] | 180 | 25 | 3.8 | Y | [5 empty] | Y | 3.8 | N |  | MA
59745 | First Solar Asset Management | 58408 | Maryland Solar | MD | Washington | MSH1 | OP | Solar Photovoltaic | PV | IPP Non-CHP | 2 | 27 | 20.9 | 20.9 | 9 | 2013 |  |  |  | Y | [6 empty] | 180 | 20 | 29.1 |  | Y |  |  |  |  | N |  | N |  | MD
57081 | WGL Energy Systems, Inc | 58410 | Marshfield PV | MA | Plymouth | SO032 | OP | Solar Photovoltaic | PV | IPP Non-CHP | 2 | 3 | 3 | 3 | 12 | 2013 |  |  |  | Y | [6 empty] | 177 | 22 | 4 | Y | [5 empty] | Y | 4 | N |  | MA
57081 | WGL Energy Systems, Inc | 58411 | Orange PV | MA | Franklin | SO023 | OP | Solar Photovoltaic | PV | IPP Non-CHP | 2 | 2 | 2 | 2 | 7 | 2013 |  |  | N | Y | [6 empty] | 180 | 30 | 2.4 | Y | [5 empty] | Y | 2.3 | N |  | MA
57081 | WGL Energy Systems, Inc | 58412 | Maynard PV | MA | Middlesex | SO026 | OP | Solar Photovoltaic | PV | IPP Non-CHP | 2 | 1 | 1 | 1 | 1 | 2014 |  |  |  | Y | [6 empty] | 180 | 30 | 1.2 | Y | [5 empty] | Y | 1.2 | N |  | MA
58413 | Lone Valley Solar Park I LLC | 58417 | Lone Valley Solar Park I LLC | CA | San Bernardino | CP1 | OP | Solar Photovoltaic | PV | IPP Non-CHP | 2 | 10 | 10 | 10 | 12 | 2014 |  | Y | N | [7 empty] | 90 | 50 | 10 | Y | [5 empty] | N |  | N |  | CA
58661 | Sustainable Power Group, LLC | 58418 | Victor Dry Farm Ranch A | CA | San Bernardino | 1 | OP | Solar Photovoltaic | PV | IPP Non-CHP | 2 | 5 | 5 | 5 | 6 | 2015 |  |  |  | Y | [6 empty] | 193 | 15 | 6 | Y | [5 empty] | N |  | N |  | CA
58661 | Sustainable Power Group, LLC | 58419 | Victor Dry Farm Ranch B | CA | San Bernardino | 1 | OP | Solar Photovoltaic | PV | IPP Non-CHP | 2 | 5 | 5 | 5 | 6 | 2015 |  |  |  | Y | [6 empty] | 193 | 15 | 5 | Y | [5 empty] | N |  | N |  | CA
58416 | California State University, Northridge | 58422 | CSU Northridge Plant | CA | Los Angeles | B2PV | OP | Solar Photovoltaic | PV | Commercial CHP | 5 | 0.4 | 0.3 | 0.2 | 4 | 2005 |  |  |  | Y | [6 empty] | 180 | 5 | 0.5 | Y | [5 empty] | Y | 0.5 | N |  | CA
58416 | California State University, Northridge | 58422 | CSU Northridge Plant | CA | Los Angeles | E6PV | OP | Solar Photovoltaic | PV | Commercial CHP | 5 | 0.2 | 0.1 | 0.1 | 3 | 2003 |  |  |  | Y | [6 empty] | 270 | 5 | 0.2 | Y | [5 empty] | Y | 0.2 | N |  | CA
57081 | WGL Energy Systems, Inc | 58423 | Southbridge PV | MA | Worcester | SO022 | OP | Solar Photovoltaic | PV | IPP Non-CHP | 2 | 3 | 3 | 3 | 1 | 2014 |  |  |  | Y | [6 empty] | 180 | 30 | 3.4 | Y | [5 empty] | Y | 2.4 | N |  | MA
58427 | Centinela Solar Energy LLC | 58430 | Centinela Solar Energy | CA | Imperial | CSE1 | OP | Solar Photovoltaic | PV | IPP Non-CHP | 2 | 34.2 | 33.4 | 33.4 | 7 | 2013 |  | Y | [8 empty] | 90 |  | 48.9 | Y | [5 empty] | N |  | N |  | CA
58427 | Centinela Solar Energy LLC | 58430 | Centinela Solar Energy | CA | Imperial | CSE2 | OP | Solar Photovoltaic | PV | IPP Non-CHP | 2 | 26.6 | 25.6 | 25.6 | 8 | 2013 |  | Y | [8 empty] | 90 |  | 38.6 | Y | [5 empty] | N |  | N |  | CA
58427 | Centinela Solar Energy LLC | 58430 | Centinela Solar Energy | CA | Imperial | CSE3 | OP | Solar Photovoltaic | PV | IPP Non-CHP | 2 | 34.2 | 33.4 | 33.4 | 10 | 2013 |  | Y | [8 empty] | 90 |  | 49.7 | Y | [5 empty] | N |  | N |  | CA
58427 | Centinela Solar Energy LLC | 58430 | Centinela Solar Energy | CA | Imperial | CSE4 | OP | Solar Photovoltaic | PV | IPP Non-CHP | 2 | 34.2 | 33.4 | 33.4 | 12 | 2013 |  | Y | [8 empty] | 90 |  | 49.8 | Y | [5 empty] | N |  | N |  | CA
58427 | Centinela Solar Energy LLC | 58430 | Centinela Solar Energy | CA | Imperial | CSE5 | OP | Solar Photovoltaic | PV | IPP Non-CHP | 2 | 19 | 18.6 | 18.6 | 4 | 2014 |  | Y | [8 empty] | 90 |  | 31.4 | Y | [5 empty] | N |  | N |  | CA
58427 | Centinela Solar Energy LLC | 58430 | Centinela Solar Energy | CA | Imperial | CSE6 | OP | Solar Photovoltaic | PV | IPP Non-CHP | 2 | 26.6 | 25.6 | 25.6 | 5 | 2014 |  | Y | [8 empty] | 90 |  | 38.6 | Y | [5 empty] | N |  | N |  | CA
58428 | UT West Tennessee Solar Farm | 58431 | West Tennessee Solar Farm | TN | Haywood | SNVA | OP | Solar Photovoltaic | PV | IPP Non-CHP | 2 | 4.2 | 4.2 | 4.2 | 4 | 2012 |  |  | N | Y | [6 empty] | 180 | 24 | 5 | Y | [5 empty] | N |  | N |  | TN
58438 | Sunstream Energy LLC | 58443 | Martin Limestone Solar Array | PA | Lancaster | GEN1 | OP | Solar Photovoltaic | PV | IPP Non-CHP | 2 | 1 | 1 | 1 | 12 | 2012 |  |  |  | Y | [6 empty] | 180 | 31 | 1.1 | Y | [5 empty] | Y | 1.1 | N |  | PA
58440 | CD US Solar MT 2 LLC | 58445 | Arrache 4006 | CA | Los Angeles | 1 | OP | Solar Photovoltaic | PV | IPP Non-CHP | 2 | 1 | 1 | 1 | 8 | 2013 |  | Y | [8 empty] | 180 | 0 | 1.3 | Y | [5 empty] | N |  | N |  | CA
58440 | CD US Solar MT 2 LLC | 58445 | Arrache 4006 | CA | Los Angeles | 2 | OP | Solar Photovoltaic | PV | IPP Non-CHP | 2 | 1 | 1 | 1 | 8 | 2013 |  | Y | [8 empty] | 45 | 0 | 1.3 | Y | [5 empty] | N |  | N |  | CA
58440 | CD US Solar MT 2 LLC | 58446 | Arrache 4013 | CA | Los Angeles | 1 | OP | Solar Photovoltaic | PV | IPP Non-CHP | 2 | 1.5 | 1.5 | 1.5 | 8 | 2013 |  | Y | [8 empty] | 45 | 0 | 2 | Y | [5 empty] | N |  | N |  | CA
58440 | CD US Solar MT 2 LLC | 58447 | Arrache 8083 | CA | Los Angeles | 1 | OP | Solar Photovoltaic | PV | IPP Non-CHP | 2 | 1.5 | 1.5 | 1.5 | 9 | 2013 |  | Y | [8 empty] | 45 | 0 | 2 | Y | [5 empty] | N |  | N |  | CA
58440 | CD US Solar MT 2 LLC | 58447 | Arrache 8083 | CA | Los Angeles | 2 | OP | Solar Photovoltaic | PV | IPP Non-CHP | 2 | 1.5 | 1.5 | 1.5 | 9 | 2013 |  | Y | [8 empty] | 45 | 0 | 2 | Y | [5 empty] | N |  | N |  | CA
58440 | CD US Solar MT 2 LLC | 58447 | Arrache 8083 | CA | Los Angeles | 3 | OP | Solar Photovoltaic | PV | IPP Non-CHP | 2 | 1 | 1 | 1 | 9 | 2013 |  | Y | [8 empty] | 45 | 0 | 1.4 | Y | [5 empty] | N |  | N |  | CA
58440 | CD US Solar MT 2 LLC | 58448 | Nunn | CA | San Bernardino | 1 | OP | Solar Photovoltaic | PV | IPP Non-CHP | 2 | 1 | 1 | 1 | 7 | 2013 |  | Y | [8 empty] | 180 | 0 | 1.4 | Y | [5 empty] | N |  | N |  | CA
58440 | CD US Solar MT 2 LLC | 58449 | Rutan | CA | Los Angeles | 1 | OP | Solar Photovoltaic | PV | IPP Non-CHP | 2 | 1.5 | 1.5 | 1.5 | 1 | 2014 |  | Y | [8 empty] | 180 | 0 | 1.9 | Y | [5 empty] | N |  | N |  | CA
58440 | CD US Solar MT 2 LLC | 58449 | Rutan | CA | Los Angeles | 2 | OP | Solar Photovoltaic | PV | IPP Non-CHP | 2 | 1.5 | 1.5 | 1.5 | 1 | 2014 |  | Y | [8 empty] | 180 | 0 | 1.9 | Y | [5 empty] | N |  | N |  | CA
58440 | CD US Solar MT 2 LLC | 58449 | Rutan | CA | Los Angeles | 3 | OP | Solar Photovoltaic | PV | IPP Non-CHP | 2 | 1 | 1 | 1 | 1 | 2014 |  | Y | [8 empty] | 45 | 0 | 1.3 | Y | [5 empty] | N |  | N |  | CA
58440 | CD US Solar MT 2 LLC | 58450 | Vinam | CA | Los Angeles | 1 | OP | Solar Photovoltaic | PV | IPP Non-CHP | 2 | 1.5 | 1.5 | 1.5 | 7 | 2013 |  | Y | [8 empty] | 45 | 0 | 2 | Y | [5 empty] | N |  | N |  | CA
58440 | CD US Solar MT 2 LLC | 58451 | Ma | CA | Los Angeles | 1 | OP | Solar Photovoltaic | PV | IPP Non-CHP | 2 | 1.5 | 1.5 | 1.5 | 10 | 2013 |  | Y | [8 empty] | 180 | 0 | 2 | Y | [5 empty] | N |  | N |  | CA
58440 | CD US Solar MT 2 LLC | 58452 | Horn | CA | Los Angeles | 1 | OP | Solar Photovoltaic | PV | IPP Non-CHP | 2 | 1.5 | 1.5 | 1.5 | 10 | 2013 |  | Y | [8 empty] | 45 | 0 | 2 | Y | [5 empty] | N |  | N |  | CA
58442 | Dixon Dairy Road | 58453 | Dixon Dairy Road Solar | NC | Cleveland | 1 | OP | Solar Photovoltaic | PV | IPP Non-CHP | 2 | 4 | 4 | 4 | 12 | 2011 |  |  |  | Y | [6 empty] | 185 | 20 | 5 | Y | [5 empty] | N |  | N |  | NC
58440 | CD US Solar MT 2 LLC | 58454 | Watts 3115 | CA | San Bernardino | 1 | OP | Solar Photovoltaic | PV | IPP Non-CHP | 2 | 1.5 | 1.5 | 1.5 | 8 | 2013 |  | Y | [8 empty] | 180 | 0 | 2 | Y | [5 empty] | N |  | N |  | CA
58440 | CD US Solar MT 2 LLC | 58454 | Watts 3115 | CA | San Bernardino | 2 | OP | Solar Photovoltaic | PV | IPP Non-CHP | 2 | 0.5 | 0.5 | 0.5 | 12 | 2013 |  | Y | [8 empty] | 45 | 0 | 0.7 | Y | [5 empty] | N |  | N |  | CA
58451 | McCoy Solar, LLC | 58462 | McCoy Solar Energy Project | CA | Riverside | 1 | OP | Solar Photovoltaic | PV | IPP Non-CHP | 2 | 41.9 | 41.9 | 41.9 | 3 | 2016 |  | Y | [8 empty] | 0 | 0 | 52.9 |  | Y |  |  |  |  | N |  | N |  | CA
58451 | McCoy Solar, LLC | 58462 | McCoy Solar Energy Project | CA | Riverside | BLK2 | OP | Solar Photovoltaic | PV | IPP Non-CHP | 2 | 21 | 21 | 21 | 4 | 2016 |  | Y | [8 empty] | 0 | 0 | 26 |  | Y |  |  |  |  | N |  | N |  | CA
58451 | McCoy Solar, LLC | 58462 | McCoy Solar Energy Project | CA | Riverside | BLK3 | OP | Solar Photovoltaic | PV | IPP Non-CHP | 2 | 39.6 | 39.6 | 39.6 | 6 | 2016 |  | Y | [8 empty] | 0 | 0 | 51.2 |  | Y |  |  |  |  | N |  | N |  | CA
58451 | McCoy Solar, LLC | 58462 | McCoy Solar Energy Project | CA | Riverside | BLK4 | OP | Solar Photovoltaic | PV | IPP Non-CHP | 2 | 31.4 | 31.4 | 31.4 | 9 | 2015 |  | Y | [8 empty] | 0 | 0 | 40.3 |  | Y |  |  |  |  | N |  | N |  | CA
58451 | McCoy Solar, LLC | 58462 | McCoy Solar Energy Project | CA | Riverside | BLK5 | OP | Solar Photovoltaic | PV | IPP Non-CHP | 2 | 31.4 | 31.4 | 31.4 | 11 | 2015 |  | Y | [8 empty] | 0 | 0 | 40.1 |  | Y |  |  |  |  | N |  | N |  | CA
58451 | McCoy Solar, LLC | 58462 | McCoy Solar Energy Project | CA | Riverside | BLK6 | OP | Solar Photovoltaic | PV | IPP Non-CHP | 2 | 26.9 | 26.9 | 26.9 | 12 | 2015 |  | Y | N | [7 empty] | 0 | 0 | 32.6 |  | Y |  |  |  |  | N |  | N |  | CA
58451 | McCoy Solar, LLC | 58462 | McCoy Solar Energy Project | CA | Riverside | BLK7 | OP | Solar Photovoltaic | PV | IPP Non-CHP | 2 | 41.9 | 41.9 | 41.9 | 1 | 2016 |  | Y | [8 empty] | 0 | 0 | 50.6 |  | Y |  |  |  |  | N |  | N |  | CA
58451 | McCoy Solar, LLC | 58462 | McCoy Solar Energy Project | CA | Riverside | BLK8 | OP | Solar Photovoltaic | PV | IPP Non-CHP | 2 | 36.5 | 36.5 | 36.5 | 8 | 2015 |  | Y | [8 empty] | 0 | 0 | 45.6 |  | Y |  |  |  |  | N |  | N |  | CA
58452 | SMECO Solar LLC | 58463 | Herbert Farm Solar | MD | Charles | 1 | OP | Solar Photovoltaic | PV | Electric Utility | 1 | 5.5 | 5.5 | 5.5 | 11 | 2012 |  |  |  | Y | [6 empty] | 90 | 20 | 7 | Y | [5 empty] | N |  | N |  | MD
17650 | Southern Power Co | 58467 | Campo Verde Solar | CA | Imperial | CVS1 | OP | Solar Photovoltaic | PV | IPP Non-CHP | 2 | 147.4 | 139 | 139 | 10 | 2013 |  |  |  | Y | [6 empty] | 180 | 25 | 201.9 |  | Y |  |  |  |  | N |  | N |  | CA
5070 | Delaware Electric Cooperative | 58473 | Bruce A Henry Solar Farm | DE | Sussex | BHSF | OP | Solar Photovoltaic | PV | Electric Utility | 1 | 4 | 3.9 | 3 | 8 | 2013 |  |  |  | Y | [6 empty] | 180 | 20 | 5.2 | Y | [5 empty] | N |  | N |  | DE
58464 | City of Las Vegas | 58477 | Las Vegas WPCF Solar Plant | NV | Clark | 1 | OP | Solar Photovoltaic | PV | IPP Non-CHP | 2 | 3.3 | 3.3 | 3.3 | 5 | 2013 |  | Y | [8 empty] | 0 | 0 | 3.5 | Y | [5 empty] | N |  | N |  | NV
58465 | Green States Energy, Inc. | 58479 | SEV NM Phase 2 | NM | Chaves | NMP2 | OP | Solar Photovoltaic | PV | IPP Non-CHP | 2 | 2 | 1.4 | 1.1 | 6 | 2013 |  |  |  | Y | [6 empty] | 180 | 25 | 2.5 | Y | [5 empty] | Y | 2.5 | N |  | NM
58466 | SunEnergy1 | 58480 | Plymouth Solar LLC | NC | Washington | 1 | OP | Solar Photovoltaic | PV | IPP Non-CHP | 2 | 5 | 5 | 5 | 9 | 2012 |  |  |  | Y | [6 empty] | 180 | 25 | 6.5 | Y |  |  |  |  | N | N |  | N |  | NCDOM
58467 | SSA Solar of CO 1, LLC | 58481 | CSU Pueblo | CO | Pueblo | CSU1 | OP | Solar Photovoltaic | PV | Commercial Non-CHP | 4 | 1 | 1 | 1 | 12 | 2008 |  | Y |  | Y | [6 empty] | 0 | 20 | 1.2 | Y | [5 empty] | N |  | N |  | CO
58468 | Dominion Renewable Energy | 58482 | Azalea Solar, LLC | GA | Washington | 1 | OP | Solar Photovoltaic | PV | IPP Non-CHP | 2 | 7.7 | 7.7 | 7.7 | 12 | 2013 |  |  |  | Y | [6 empty] | 180 | 20 | 9.7 | Y |  |  |  |  | N | N |  | N |  | GA
58469 | Tinton Falls Solar | 58483 | Tinton Falls Solar Farm | NJ | Monmouth | UNIT1 | OP | Solar Photovoltaic | PV | IPP Non-CHP | 2 | 16 | 16 | 16 | 11 | 2012 |  |  |  | Y | Y | [5 empty] | 180 | 18 | 19 | Y | [5 empty] | N |  | N |  | NJ
60898 | Axium US Solar Holdings LLC | 58485 | Upson Rocky Creek Solar Plant | GA | Upson | PV1 | OP | Solar Photovoltaic | PV | IPP Non-CHP | 2 | 1 | 1 | 1 | 6 | 2012 |  |  |  | Y | [6 empty] | 180 | 30 | 1 | Y | [5 empty] | N |  | N |  | GA
58473 | NVT LICENSES, LLC | 58486 | Picture Rocks Solar, LLC | AZ | Pima | 1 | OP | Solar Photovoltaic | PV | IPP Non-CHP | 2 | 20 | 20 | 20 | 12 | 2012 |  | Y | [8 empty] | 180 | 0 | 25.3 | Y | [5 empty] | N |  | N |  | AZ
17650 | Southern Power Co | 58487 | Granville Solar PV Power Project | NC | Granville | 1 | OP | Solar Photovoltaic | PV | IPP Non-CHP | 2 | 2.5 | 2.5 | 2.5 | 10 | 2012 |  | Y | [8 empty] | 90 |  | 3 | Y | [5 empty] | N |  | N |  | NC
58473 | NVT LICENSES, LLC | 58488 | Bryan Solar, LLC | TX | Presidio | 1 | OP | Solar Photovoltaic | PV | IPP Non-CHP | 2 | 10 | 10 | 10 | 6 | 2013 |  | Y | [8 empty] | 180 | 0 | 12.1 | Y | [5 empty] | N |  | N |  | TX
17650 | Southern Power Co | 58489 | Apex Solar PV Power Project | NV | Clark | 1 | OP | Solar Photovoltaic | PV | IPP Non-CHP | 2 | 20 | 20 | 20 | 7 | 2012 |  | Y | [8 empty] | 99 |  | 24.8 | Y | [5 empty] | N |  | N |  | NV
17650 | Southern Power Co | 58490 | Spectrum Solar PV Power Project | NV | Clark | 1 | OP | Solar Photovoltaic | PV | IPP Non-CHP | 2 | 30 | 30 | 30 | 9 | 2013 |  | Y | [8 empty] | 90 |  | 37.6 | Y | [5 empty] | N |  | N |  | NV
58477 | O2energies, Inc. | 58491 | Sandy Cross Solar, LLC | NC | Nash | SANDY | OP | Solar Photovoltaic | PV | IPP Non-CHP | 2 | 1.2 | 1.2 | 1.2 | 5 | 2012 |  |  |  | Y | [6 empty] | 180 | 25 | 1.5 | Y | [5 empty] | N |  | N |  | NC
58477 | O2energies, Inc. | 58492 | Ararat Rock Solar, LLC | NC | Surry | ARARR | OP | Solar Photovoltaic | PV | IPP Non-CHP | 2 | 3.5 | 3.5 | 3.5 | 9 | 2012 |  |  |  | Y | [6 empty] | 180 | 25 | 4.5 | Y | [5 empty] | N |  | N |  | NC
58477 | O2energies, Inc. | 58493 | Progress Solar 1, LLC | NC | Franklin | PRO1 | OP | Solar Photovoltaic | PV | IPP Non-CHP | 2 | 4 | 4 | 4 | 10 | 2012 |  |  |  | Y | [6 empty] | 180 | 25 | 4.5 | Y | [5 empty] | N |  | N |  | NC
58477 | O2energies, Inc. | 58494 | Progress Solar II, LLC | NC | Robeson | PROG2 | OP | Solar Photovoltaic | PV | IPP Non-CHP | 2 | 3.5 | 3.5 | 3.5 | 11 | 2012 |  |  |  | Y | [6 empty] | 180 | 20 | 4.5 | Y | [5 empty] | N |  | N |  | NC
58477 | O2energies, Inc. | 58495 | Progress Solar III, LLC | NC | Robeson | PROG3 | OP | Solar Photovoltaic | PV | IPP Non-CHP | 2 | 3.5 | 3.5 | 3.5 | 11 | 2012 |  |  |  | Y |  |  |  |  | N |  | 180 | 20 | 4.5 | Y | [5 empty] | N |  | N |  | NC
58135 | Ecos Energy LLC | 58496 | Lincoln Solar | IN | Lake | PV2 | OP | Solar Photovoltaic | PV | IPP Non-CHP | 2 | 1.5 | 1.5 | 1.5 | 12 | 2012 |  |  |  | Y | [6 empty] | 180 | 30 | 2 | Y | [5 empty] | N |  | N |  | IN
57354 | X-Elio North America Inc | 58498 | Rosamond One | CA | Kern | RONE | OP | Solar Photovoltaic | PV | IPP Non-CHP | 2 | 20 | 20 | 20 | 1 | 2014 |  | Y | [8 empty] | 90 |  | 26.2 | Y | [5 empty] | Y | 26.2 | N |  | CA
57354 | X-Elio North America Inc | 58499 | Rosamond Two | CA | Kern | RTWO | OP | Solar Photovoltaic | PV | IPP Non-CHP | 2 | 20 | 20 | 20 | 1 | 2014 |  | Y | [8 empty] | 90 |  | 20.9 | Y | [5 empty] | Y | 20.9 | N |  | CA
57354 | X-Elio North America Inc | 58500 | Rio Grande Solar | CA | Kern | RIO | OP | Solar Photovoltaic | PV | IPP Non-CHP | 2 | 5 | 5 | 5 | 12 | 2013 |  | Y | [8 empty] | 90 |  | 5 | Y | [5 empty] | Y | 5 | N |  | CA
57354 | X-Elio North America Inc | 58501 | Gillespie 1 | AZ | Maricopa | GILL1 | OP | Solar Photovoltaic | PV | IPP Non-CHP | 2 | 15 | 15 | 15 | 12 | 2013 |  | Y | [8 empty] | 90 |  | 20.2 | Y | [5 empty] | N |  | N |  | AZ
57354 | X-Elio North America Inc | 58502 | Columbia 3 | CA | Kern | COL3 | OP | Solar Photovoltaic | PV | IPP Non-CHP | 2 | 10 | 10 | 10 | 1 | 2014 |  | Y | [8 empty] | 90 |  | 11.1 | Y | [5 empty] | Y | 11.1 | N |  | CA
58485 | Rutgers, The State University of NJ | 58504 | Livingston Solar Farm | NJ | Middlesex | LVSF | OP | Solar Photovoltaic | PV | Commercial Non-CHP | 4 | 1.2 | 1.2 | 1 | 5 | 2009 |  |  |  | Y | [6 empty] | 180 | 40 | 1.4 | Y | [5 empty] | N |  | N |  | NJ
58485 | Rutgers, The State University of NJ | 58505 | Livingston Solar Canopies | NJ | Middlesex | LVSC | OP | Solar Photovoltaic | PV | Commercial Non-CHP | 4 | 6.6 | 6.4 | 3.2 | 1 | 2013 |  |  |  | Y | [6 empty] | 180 | 40 | 8 | Y | [5 empty] | N |  | N |  | NJ
58486 | Chuckawalla Solar LLC | 58506 | Chuckawalla Solar | CA | Riverside | 0937 | OP | Solar Photovoltaic | PV | IPP Non-CHP | 2 | 4 | 4 | 4 | 6 | 2012 |  |  |  | Y | [5 empty] | N | 180 | 0 | 4.4 | Y | [5 empty] | N |  | N |  | CA
58135 | Ecos Energy LLC | 58508 | Bear Creek Solar | CA | San Joaquin | PV3 | OP | Solar Photovoltaic | PV | IPP Non-CHP | 2 | 1.5 | 1.5 | 1.5 | 2 | 2014 |  | Y | [8 empty] | 180 | 20 | 1.9 | Y | [5 empty] | N |  | N |  | CA
58135 | Ecos Energy LLC | 58509 | Vintner Solar | CA | San Luis Obispo | PV4 | OP | Solar Photovoltaic | PV | IPP Non-CHP | 2 | 1.5 | 1.5 | 1.5 | 4 | 2014 |  | Y | [8 empty] | 180 | 20 | 2.1 | Y | [5 empty] | N |  | N |  | CA
58135 | Ecos Energy LLC | 58510 | Kettleman Solar Project | CA | San Joaquin | PV5 | OP | Solar Photovoltaic | PV | IPP Non-CHP | 2 | 1 | 1 | 1 | 4 | 2014 |  | Y |  | Y | [6 empty] | 180 | 20 | 1.4 | Y | [5 empty] | N |  | N |  | CA
60281 | Altus Power America Management, LLC | 58512 | Cornerstone Power Vineland I LLC | NJ | Cumberland | PV1 | OP | Solar Photovoltaic | PV | IPP Non-CHP | 2 | 3.1 | 3.1 | 3.1 | 2 | 2012 |  | Y | [8 empty] | 180 | 0 | 3.7 | Y | [5 empty] | N |  | N |  | NJ
58490 | Ironwood Solar LLC | 58513 | Ironwood Solar LLC | CA | Riverside | 0937 | OP | Solar Photovoltaic | PV | IPP Non-CHP | 2 | 4 | 4 | 4 | 4 | 2012 |  |  |  | Y | [6 empty] | 180 | 0 | 4.6 | Y | [5 empty] | N |  | N |  | CA
57365 | Consolidated Edison Solutions Inc | 58514 | Desert Hot Springs Solar | CA | Riverside | DHCA | OP | Solar Photovoltaic | PV | IPP Non-CHP | 2 | 2.3 | 2.2 | 2.2 | 12 | 2013 |  | Y |  | N | [6 empty] | 90 | 45 | 2.9 | Y | [5 empty] | N |  | N |  | CA
58492 | Chattanooga Metropolitan Airport | 58515 | Chattanooga Metropolitan Airport Solar | TN | Hamilton | GEN1 | OP | Solar Photovoltaic | PV | Commercial Non-CHP | 4 | 1 | 0.7 | 0.3 | 12 | 2011 |  |  |  | Y | [6 empty] | 180 | 15 | 1 | Y | [5 empty] | N |  | N |  | TN
58492 | Chattanooga Metropolitan Airport | 58515 | Chattanooga Metropolitan Airport Solar | TN | Hamilton | GEN2 | OP | Solar Photovoltaic | PV | Commercial Non-CHP | 4 | 1.1 | 0.8 | 0.3 | 6 | 2013 |  |  |  | Y | [6 empty] | 180 | 15 | 1.1 | Y | [5 empty] | N |  | N |  | TN
58491 | Constellation Solar Holding, LLC | 58516 | Union HS at Casa Grande | AZ | Pinal | PV1 | OP | Solar Photovoltaic | PV | IPP Non-CHP | 2 | 1.6 | 1.6 | 1.6 | 12 | 2012 |  |  |  | Y | [6 empty] | 180 | 12 | 2.1 | Y | [5 empty] | Y | 2 | N |  | AZ
58491 | Constellation Solar Holding, LLC | 58517 | Vista Grande HS at Casa Grande | AZ | Pinal | PV1 | OP | Solar Photovoltaic | PV | IPP Non-CHP | 2 | 1.8 | 1.4 | 1.4 | 12 | 2012 |  |  |  | Y | [6 empty] | 270 | 2 | 1.8 | Y | [5 empty] | Y | 1.8 | N |  | AZ
58495 | Syncarpha Alethea I, LLC | 58519 | Alethea I | NJ | Burlington | 1 | OP | Solar Photovoltaic | PV | IPP Non-CHP | 2 | 2.8 | 2.8 | 2.8 | 11 | 2011 |  |  |  | Y | [6 empty] | 180 | 25 | 3 | Y | [5 empty] | N |  | N |  | NJ
59300 | PNM Resources | 58520 | Otero Solar | NM | Otero | OTE1 | OP | Solar Photovoltaic | PV | Electric Utility | 1 | 8 | 8 | 8 | 12 | 2013 |  |  |  | Y | [6 empty] | 180 | 25 | 9.6 |  | Y |  |  |  |  | N |  | N |  | NM
59300 | PNM Resources | 58521 | Manzano Solar | NM | Valencia | MAN1 | OP | Solar Photovoltaic | PV | Electric Utility | 1 | 8.4 | 8.4 | 8.4 | 10 | 2013 |  |  |  | Y | [6 empty] | 180 | 25 | 10.1 |  | Y |  |  |  |  | N |  | N |  | NM
59622 | Ahana Renewables, LLC | 58522 | Madera Community Hospital | CA | Madera | 1 | OP | Solar Photovoltaic | PV | IPP Non-CHP | 2 | 1 | 1 | 1 | 10 | 2011 |  | Y | [8 empty] | 180 | 20 | 1.1 | Y | [5 empty] | Y | 1.1 | N |  | CA
60837 | Neuse River Solar Farm, LLC (NRSF) | 58524 | Neuse River Solar Farm | NC | Wake | 1 | OP | Solar Photovoltaic | PV | IPP Non-CHP | 2 | 1.1 | 1.1 | 1.1 | 12 | 2011 | N |  |  | Y | [6 empty] | 180 | 25 | 1.3 | Y | [5 empty] | N |  | N |  | NC
58500 | City of Hayward | 58525 | City of Hayward WWTP | CA | Alameda | 1 | OP | Solar Photovoltaic | PV | IPP CHP | 3 | 1 | 1 | 1 | 11 | 2010 |  | Y |  | N | [6 empty] | 180 | 0 | 1.2 | Y |  |  |  |  | N | Y | 1.2 | N |  | CA
58501 | Five Crowns Inc | 58527 | Crown Cooling Facility | CA | Imperial | 1 | OP | Solar Photovoltaic | PV | Industrial Non-CHP | 6 | 1 | 1 | 1 | 12 | 2011 |  |  |  | Y | [6 empty] | 180 | 30 | 1.2 | Y | [5 empty] | Y | 1 | N |  | CA
58503 | Garnet Solar Generation Station I LLC | 58528 | Garnet Solar Generation Station I LLC | CA | Riverside | WDT44 | OP | Solar Photovoltaic | PV | IPP Non-CHP | 2 | 4 | 4 | 4 | 12 | 2014 |  | Y | [8 empty] | 0 | 0 | 5 | Y | [5 empty] | N |  | N |  | CA
60025 | Greenbacker Renewable Energy Corporation | 58529 | Progress Manis I | NC | Scotland | P11A | OP | Solar Photovoltaic | PV | IPP Non-CHP | 2 | 0.5 | 0.5 | 0.5 | 4 | 2012 |  |  |  | Y | [6 empty] | 180 | 24 | 0.6 | Y | [5 empty] | N |  | N |  | NC
60025 | Greenbacker Renewable Energy Corporation | 58529 | Progress Manis I | NC | Scotland | P11B | OP | Solar Photovoltaic | PV | IPP Non-CHP | 2 | 0.5 | 0.5 | 0.5 | 4 | 2012 |  |  |  | Y | [6 empty] | 180 | 24 | 0.6 | Y | [5 empty] | N |  | N |  | NC
60025 | Greenbacker Renewable Energy Corporation | 58531 | North Carolina Solar Bethea I | NC | Scotland | P22A | OP | Solar Photovoltaic | PV | IPP Non-CHP | 2 | 0.5 | 0.5 | 0.5 | 2 | 2013 |  |  |  | Y | [6 empty] | 180 | 24 | 0.6 | Y | [5 empty] | N |  | N |  | NC
60025 | Greenbacker Renewable Energy Corporation | 58531 | North Carolina Solar Bethea I | NC | Scotland | P22B | OP | Solar Photovoltaic | PV | IPP Non-CHP | 2 | 0.5 | 0.5 | 0.5 | 4 | 2012 |  |  |  | Y | [6 empty] | 180 | 24 | 0.6 | Y | [5 empty] | N |  | N |  | NC
58506 | Westford Solar Park | 58534 | Westford Solar Park | MA | Middlesex | 1 | OP | Solar Photovoltaic | PV | IPP Non-CHP | 2 | 4 | 4 | 4 | 4 | 2012 |  |  |  | Y | [6 empty] | 180 | 20 | 4.5 | Y | [5 empty] | N |  | Y | 4.5 | MA
56645 | Aqua America Inc | 58535 | Pickering Solar | PA | Chester | 1 | OP | Solar Photovoltaic | PV | IPP Non-CHP | 2 | 1.5 | 1.4 | 1 | 1 | 2012 | N |  |  | Y | [6 empty] | 185 | 10 | 1.8 | Y | [5 empty] | N |  | N |  | PA
58489 | OCI Solar Power | 58536 | Cornerstone Power Holmdel LLC | NJ | Monmouth | 1 | OP | Solar Photovoltaic | PV | IPP Non-CHP | 2 | 3 | 3 | 3 | 5 | 2013 |  | Y | Y | [7 empty] | 180 | 0 | 3.7 | Y | [5 empty] | N |  | N |  | NJ
58489 | OCI Solar Power | 58537 | OCI Alamo Solar I | TX | Bexar | 1 | OP | Solar Photovoltaic | PV | IPP Non-CHP | 2 | 40.7 | 40.7 | 40.7 | 12 | 2013 |  | Y | Y | [7 empty] | 180 | 0 | 49.5 | Y | [5 empty] | N |  | N |  | TX
58508 | Carolina Solar Energy II LLC | 58538 | PCSP3 Airport | NC | Person | 3 | OP | Solar Photovoltaic | PV | IPP Non-CHP | 2 | 2.5 | 2.5 | 2.5 | 10 | 2011 |  |  |  | Y | [6 empty] | 180 | 25 | 3 | Y | [5 empty] | N |  | N |  | NC
58507 | Solar Star Arizona III LLC | 58539 | Lake Pleasant WTP | AZ | Maricopa | 1 | OP | Solar Photovoltaic | PV | Commercial Non-CHP | 4 | 6.5 | 6 | 4.1 | 12 | 2012 |  | Y | [8 empty] | 0 | 0 | 7.6 | Y | [5 empty] | N |  | N |  | AZ
58509 | Affordable Solar Silver City, LLC | 58540 | Silver City WWTP PV Project | NM | Grant | PV-1 | OP | Solar Photovoltaic | PV | IPP Non-CHP | 2 | 1 | 1 | 1 | 6 | 2013 |  |  |  | Y | [6 empty] | 180 | 30 | 1.1 | Y | [5 empty] | Y | 1 | N |  | NM
58511 | SunGen Sharon 1 LLC | 58541 | SunGen Sharon 1 LLC | VT | Windsor | 1 | OP | Solar Photovoltaic | PV | IPP Non-CHP | 2 | 1.8 | 1.8 | 1.8 | 8 | 2012 |  |  |  | Y | [6 empty] | 185 | 25 | 2.5 | Y | [5 empty] | N |  | N |  | VT
58290 | NextEra Energy Desert Sunlight 250, LLC | 58542 | Desert Sunlight 250, LLC | CA | Riverside | DSL12 | OP | Solar Photovoltaic | PV | IPP Non-CHP | 2 | 39.1 | 39.1 | 39.1 | 12 | 2013 |  |  |  | Y | [6 empty] | 0 | 22.5 | 50 |  | Y |  |  |  |  | N |  | N |  | CA
58290 | NextEra Energy Desert Sunlight 250, LLC | 58542 | Desert Sunlight 250, LLC | CA | Riverside | DSL13 | OP | Solar Photovoltaic | PV | IPP Non-CHP | 2 | 39.1 | 39.1 | 39.1 | 1 | 2014 |  |  |  | Y | [6 empty] | 0 | 22.5 | 51.3 |  | Y |  |  |  |  | N |  | N |  | CA
58290 | NextEra Energy Desert Sunlight 250, LLC | 58542 | Desert Sunlight 250, LLC | CA | Riverside | DSL14 | OP | Solar Photovoltaic | PV | IPP Non-CHP | 2 | 26.5 | 26.5 | 26.5 | 4 | 2014 |  |  |  | Y | [6 empty] | 0 | 22.5 | 35.4 |  | Y |  |  |  |  | N |  | N |  | CA
58290 | NextEra Energy Desert Sunlight 250, LLC | 58542 | Desert Sunlight 250, LLC | CA | Riverside | DSL15 | OP | Solar Photovoltaic | PV | IPP Non-CHP | 2 | 13.9 | 13.9 | 13.9 | 6 | 2014 |  |  |  | Y | [6 empty] | 0 | 22.5 | 19.1 |  | Y |  |  |  |  | N |  | N |  | CA
58290 | NextEra Energy Desert Sunlight 250, LLC | 58542 | Desert Sunlight 250, LLC | CA | Riverside | DSL16 | OP | Solar Photovoltaic | PV | IPP Non-CHP | 2 | 22.7 | 22.7 | 22.7 | 11 | 2013 |  |  |  | Y | [6 empty] | 0 | 22.5 | 28 |  | Y |  |  |  |  | N |  | N |  | CA
58290 | NextEra Energy Desert Sunlight 250, LLC | 58542 | Desert Sunlight 250, LLC | CA | Riverside | DSL17 | OP | Solar Photovoltaic | PV | IPP Non-CHP | 2 | 29 | 29 | 29 | 11 | 2013 |  |  |  | Y | [6 empty] | 0 | 22.5 | 36 |  | Y |  |  |  |  | N |  | N |  | CA
58290 | NextEra Energy Desert Sunlight 250, LLC | 58542 | Desert Sunlight 250, LLC | CA | Riverside | DSL18 | OP | Solar Photovoltaic | PV | IPP Non-CHP | 2 | 29 | 29 | 29 | 6 | 2014 |  |  |  | Y | [6 empty] | 0 | 22.5 | 38.5 |  | Y |  |  |  |  | N |  | N |  | CA
58290 | NextEra Energy Desert Sunlight 250, LLC | 58542 | Desert Sunlight 250, LLC | CA | Riverside | DSL19 | OP | Solar Photovoltaic | PV | IPP Non-CHP | 2 | 25.2 | 25.2 | 25.2 | 10 | 2014 |  |  |  | Y | [6 empty] | 0 | 22.5 | 34.8 |  | Y |  |  |  |  | N |  | N |  | CA
58290 | NextEra Energy Desert Sunlight 250, LLC | 58542 | Desert Sunlight 250, LLC | CA | Riverside | DSL20 | OP | Solar Photovoltaic | PV | IPP Non-CHP | 2 | 25.2 | 25.2 | 25.2 | 11 | 2013 |  |  |  | Y | [6 empty] | 0 | 22.5 | 37 |  | Y |  |  |  |  | N |  | N |  | CA
58514 | Gilbert Solar Facility I, LLC | 58543 | Gilbert Solar Facility I, LLC | AZ | Maricopa | 1 | OP | Solar Photovoltaic | PV | IPP Non-CHP | 2 | 2.5 | 2.5 | 2.5 | 10 | 2011 |  | Y |  | N | [6 empty] | 0 | 0 | 2.5 | Y | [5 empty] | N |  | N |  | AZ
58515 | NextEra Energy Mountain View Solar | 58544 | Mountain View Solar | NV | Clark | 1 | OP | Solar Photovoltaic | PV | IPP Non-CHP | 2 | 20 | 20 | 20 | 1 | 2014 |  | Y | [8 empty] | 0 | 0 | 25 | Y | [5 empty] | N |  | N |  | NV
58518 | NRG Solar Community 1 LLC | 58545 | Community Solar 1 | CA | Imperial | 1 | OP | Solar Photovoltaic | PV | IPP Non-CHP | 2 | 5.7 | 5.7 | 5.7 | 6 | 2014 |  | Y | [8 empty] | 180 |  | 7.5 | Y | [5 empty] | N |  | N |  | CA
58519 | Clean Energy Collective LLC | 58547 | SMPA Solar 1 | CO | Montrose | 1 | OP | Solar Photovoltaic | PV | IPP Non-CHP | 2 | 1 | 1 | 1 | 12 | 2012 |  |  |  | Y | [6 empty] | 180 | 35 | 1.1 | Y | [5 empty] | N |  | Y | 1.1 | CO
11936 | McBryde Sugar Co Ltd | 58549 | Port Allen Solar | HI | Kauai | 1 | OP | Solar Photovoltaic | PV | IPP Non-CHP | 2 | 6 | 6 | 6 | 12 | 2012 |  |  |  | Y | [6 empty] | 180 | 10 | 7.2 | Y | [5 empty] | N |  | N |  | HI
58491 | Constellation Solar Holding, LLC | 58550 | Owens Corning at Bethlehem | NY | Albany | PV1 | OP | Solar Photovoltaic | PV | IPP Non-CHP | 2 | 2 | 2 | 2 | 10 | 2013 |  |  |  | Y | [6 empty] | 180 | 25 | 2.3 | Y | [5 empty] | Y | 2.3 | N |  | NY
58468 | Dominion Renewable Energy | 58552 | Indy Solar I, LLC | IN | Marion | 1 | OP | Solar Photovoltaic | PV | IPP Non-CHP | 2 | 10 | 10 | 10 | 12 | 2013 |  |  |  | Y | [6 empty] | 180 | 20 | 13.9 | Y |  |  |  |  | N | N |  | N |  | IN
58468 | Dominion Renewable Energy | 58553 | Indy Solar III, LLC | IN | Marion | 1 | OP | Solar Photovoltaic | PV | IPP Non-CHP | 2 | 8.6 | 8.6 | 8.6 | 12 | 2013 |  |  |  | Y | [6 empty] | 180 | 20 | 11.9 | Y |  |  |  |  | Y | N |  | N |  | IN
58468 | Dominion Renewable Energy | 58554 | Somers Solar Center, LLC | CT | Tolland | 1 | OP | Solar Photovoltaic | PV | IPP Non-CHP | 2 | 5 | 5 | 5 | 12 | 2013 |  | Y |  | N | [5 empty] | N | 180 | 38 | 7.4 | Y |  |  |  |  | N | N |  | N |  | CT
58468 | Dominion Renewable Energy | 58556 | Indy Solar II, LLC | IN | Marion | 1 | OP | Solar Photovoltaic | PV | IPP Non-CHP | 2 | 10.1 | 10 | 10 | 12 | 2013 |  |  |  | Y | [6 empty] | 180 | 20 | 13.9 | Y |  |  |  |  | N | N |  | N |  | IN
56769 | Consolidated Edison Development Inc. | 58561 | Merrimac Solar | MA | Essex | MSMA | OP | Solar Photovoltaic | PV | IPP Non-CHP | 2 | 1.5 | 1.5 | 1.5 | 12 | 2013 |  |  |  | Y | [6 empty] | 180 | 25 | 2 | Y | [5 empty] | N |  | N |  | MA
56769 | Consolidated Edison Development Inc. | 58564 | Frenchtown III Solar | NJ | Hunterdon | F3NJ | OP | Solar Photovoltaic | PV | IPP Non-CHP | 2 | 7.9 | 7.9 | 7.9 | 12 | 2013 |  |  |  | Y | [6 empty] | 180 | 25 | 11.5 | Y | [5 empty] | N |  | N |  | NJ
56999 | Western Massachusetts Electric Company | 58568 | Cottage Street Solar Facility | MA | Hampden | PV-3 | OP | Solar Photovoltaic | PV | Electric Utility | 1 | 3.2 | 3.2 | 3.2 | 5 | 2014 |  |  |  | Y | [6 empty] | 180 | 20 | 3.9 | Y | [5 empty] | N |  | N |  | MA
60842 | Paradise Solar Urban Renewal, LLC | 58569 | Paradise Solar Energy Center | NJ | Gloucester | 1 | OP | Solar Photovoltaic | PV | IPP Non-CHP | 2 | 5 | 5 | 5 | 3 | 2011 |  |  |  | Y | [6 empty] | 180 | 25 | 5.5 | Y | [5 empty] | N |  | N |  | NJ
49893 | Invenergy Services LLC | 58572 | Lakeland Solar Energy LLC | GA | Lanier | 1 | OP | Solar Photovoltaic | PV | IPP Non-CHP | 2 | 0.9 | 0.9 | 0.9 | 12 | 2013 |  |  |  | Y | [6 empty] | 180 | 25 | 1 | Y | [5 empty] | N |  | N |  | GA
49893 | Invenergy Services LLC | 58572 | Lakeland Solar Energy LLC | GA | Lanier | 2 | OP | Solar Photovoltaic | PV | IPP Non-CHP | 2 | 0.9 | 0.9 | 0.9 | 12 | 2013 |  |  |  | Y | [6 empty] | 180 | 25 | 1 | Y | [5 empty] | N |  | N |  | GA
58465 | Green States Energy, Inc. | 58576 | GSE NM1 | NM | Chaves | NMP1 | OP | Solar Photovoltaic | PV | IPP Non-CHP | 2 | 2.3 | 1.7 | 1.3 | 5 | 2011 |  |  |  | Y | [6 empty] | 180 | 25 | 2.9 | Y | [5 empty] | Y | 2.8 | N |  | NM
58537 | Fresh Air Energy IV LLC | 58578 | Sonora 1 | CA | Tuolumne | SON1 | OP | Solar Photovoltaic | PV | IPP Non-CHP | 2 | 1.5 | 1.5 | 1.5 | 12 | 2013 |  | Y | [8 empty] | 0 | 0 | 1.9 | Y | [5 empty] | N |  | N |  | CA
58540 | California PV Energy LLC | 58581 | Oltmans SCE at Champagne | CA | San Bernardino | 1 | OP | Solar Photovoltaic | PV | IPP Non-CHP | 2 | 1 | 1 | 1 | 12 | 2013 |  |  |  | Y | [6 empty] | 180 | 10 | 1.4 | Y | [5 empty] | Y | 1.3 | N |  | CA
58540 | California PV Energy LLC | 58582 | Oltmans SCE at Jurupa | CA | San Bernardino | 1 | OP | Solar Photovoltaic | PV | IPP Non-CHP | 2 | 1.5 | 1.5 | 1.5 | 12 | 2013 |  |  |  | Y | [6 empty] | 180 | 10 | 2 | Y | [5 empty] | Y | 2 | N |  | CA
58541 | Forbes Street Solar, LLC | 58583 | Forbes Street Solar | RI | Providence | FSS1 | OP | Solar Photovoltaic | PV | IPP Non-CHP | 2 | 3 | 3 | 3 | 12 | 2013 |  |  |  | Y | [6 empty] | 180 | 20 | 3.7 | Y | [5 empty] | N |  | N |  | RI
58542 | Trustees of Princeton University | 58584 | Princeton University Cogeneration | NJ | Mercer | PV1 | OP | Solar Photovoltaic | PV | Commercial CHP | 5 | 4.5 | 4.5 | 4.5 | 10 | 2012 |  | Y | [8 empty] | 90 |  | 5.3 | Y | [5 empty] | Y | 4.5 | N |  | NJ
58544 | Sierra Nevada Brewing Co | 58585 | Sierra Nevada Brewing Co | CA | Butte | SOLR | OP | Solar Photovoltaic | PV | Industrial CHP | 7 | 1.7 | 1.4 | 0.9 | 9 | 2007 |  | Y |  | Y | N | [5 empty] | 180 | 5 | 2 | Y | [5 empty] | Y | 1 | N |  | CA
60947 | Tesla Inc. | 58586 | Town of East Bridgewater | MA | Plymouth | 1 | OP | Solar Photovoltaic | PV | IPP Non-CHP | 2 | 2 | 2 | 2 | 6 | 2013 |  | Y | [8 empty] | 180 | 20 | 2.4 | Y | [5 empty] | N |  | Y | 2.4 | MA
57081 | WGL Energy Systems, Inc | 58588 | Sue Cleveland High School | NM | Sandoval | SCHS | OP | Solar Photovoltaic | PV | IPP Non-CHP | 2 | 1 | 1 | 1 | 11 | 2013 |  |  |  | Y | [6 empty] | 180 | 20 | 1.2 | Y | [5 empty] | Y | 1.2 | N |  | NM
57081 | WGL Energy Systems, Inc | 58589 | Rio Rancho High School | NM | Sandoval | RRHS | OP | Solar Photovoltaic | PV | IPP Non-CHP | 2 | 1 | 1 | 1 | 11 | 2013 |  |  |  | Y | [6 empty] | 180 | 20 | 1.2 | Y | [5 empty] | Y | 1.2 | N |  | NM
58546 | Cascade Solar LLC | 58590 | Cascade Solar | CA | San Bernardino | 1 | OP | Solar Photovoltaic | PV | IPP Non-CHP | 2 | 18.5 | 18.5 | 18.5 | 1 | 2014 |  | Y | [8 empty] | 90 |  | 24.1 | Y | [5 empty] | N |  | N |  | CA
17650 | Southern Power Co | 58592 | Solar Gen 2 | CA | Imperial | ALHM | OP | Solar Photovoltaic | PV | IPP Non-CHP | 2 | 51.7 | 50 | 50 | 11 | 2014 |  | Y |  | N | [6 empty] | 90 |  | 64.7 | Y | Y |  |  |  |  | N |  | N |  | CA
17650 | Southern Power Co | 58592 | Solar Gen 2 | CA | Imperial | ARK | OP | Solar Photovoltaic | PV | IPP Non-CHP | 2 | 51.7 | 50 | 50 | 11 | 2014 |  | Y |  | N | [6 empty] | 90 |  | 64.7 | Y | Y |  |  |  |  | N |  | N |  | CA
17650 | Southern Power Co | 58592 | Solar Gen 2 | CA | Imperial | SONR | OP | Solar Photovoltaic | PV | IPP Non-CHP | 2 | 51.7 | 50 | 50 | 11 | 2014 |  | Y |  | N | [6 empty] | 90 |  | 64.7 | Y | Y |  |  |  |  | N |  | N |  | CA
59155 | First Wind O&M, LLC | 58598 | Beryl Solar Plant | UT | Iron | BSP1 | OP | Solar Photovoltaic | PV | IPP Non-CHP | 2 | 3 | 3 | 3 | 8 | 2015 |  |  |  | Y | [6 empty] | 180 | 30 | 3.4 | Y | [5 empty] | N |  | N |  | UT
59155 | First Wind O&M, LLC | 58599 | Cedar Valley Solar Plant | UT | Iron | CVSP1 | OP | Solar Photovoltaic | PV | IPP Non-CHP | 2 | 3 | 3 | 3 | 12 | 2015 |  |  |  | Y | [6 empty] | 180 | 30 | 3.4 | Y | [5 empty] | N |  | N |  | UT
59155 | First Wind O&M, LLC | 58600 | Buckhorn Solar Plant | UT | Iron | BSP1 | OP | Solar Photovoltaic | PV | IPP Non-CHP | 2 | 3 | 3 | 3 | 12 | 2015 |  |  |  | Y | [6 empty] | 180 | 30 | 3.4 | Y | [5 empty] | N |  | N |  | UT
59155 | First Wind O&M, LLC | 58601 | Milford Flat Solar Plant | UT | Beaver | MFSP1 | OP | Solar Photovoltaic | PV | IPP Non-CHP | 2 | 3 | 3 | 3 | 7 | 2015 |  |  |  | Y | [6 empty] | 180 | 30 | 3.4 | Y | [5 empty] | N |  | N |  | UT
59155 | First Wind O&M, LLC | 58602 | Laho Solar Plant | UT | Beaver | LSP1 | OP | Solar Photovoltaic | PV | IPP Non-CHP | 2 | 3 | 3 | 3 | 7 | 2015 |  |  |  | Y | [6 empty] | 180 | 30 | 3.4 | Y | [5 empty] | N |  | N |  | UT
59155 | First Wind O&M, LLC | 58603 | Greenville Solar Plant | UT | Beaver | GVSP1 | OP | Solar Photovoltaic | PV | IPP Non-CHP | 2 | 2.2 | 2.2 | 2.2 | 10 | 2015 |  |  |  | Y | [6 empty] | 180 | 30 | 2.5 | Y | [5 empty] | N |  | N |  | UT
59155 | First Wind O&M, LLC | 58604 | Granite Peak Solar Plant | UT | Beaver | GPSP1 | OP | Solar Photovoltaic | PV | IPP Non-CHP | 2 | 3 | 3 | 3 | 8 | 2015 |  |  |  | Y | [6 empty] | 180 | 30 | 3.4 | Y | [5 empty] | N |  | N |  | UT
61060 | Cypress Creek Renewables | 58605 | Blueberry One | NC | Wayne | PV1 | OP | Solar Photovoltaic | PV | IPP Non-CHP | 2 | 5 | 5 | 5 | 1 | 2016 |  |  |  | Y | [6 empty] | 180 | 20 | 5 | Y | [5 empty] | N |  | N |  | NC
58661 | Sustainable Power Group, LLC | 58609 | Industry Solar Power Generation Station 1 LLC | CA | San Bernardino | ISP1 | OP | Solar Photovoltaic | PV | IPP Non-CHP | 2 | 1.5 | 1.5 | 1.5 | 12 | 2013 |  | Y | [8 empty] | 90 |  | 1.9 | Y | [5 empty] | N |  | N |  | CA
58661 | Sustainable Power Group, LLC | 58610 | Navajo Solar Power Generation Station 1 LLC | CA | San Bernardino | NSP1 | OP | Solar Photovoltaic | PV | IPP Non-CHP | 2 | 1.5 | 1.5 | 1.5 | 12 | 2013 |  | Y | [8 empty] | 90 |  | 1.9 | Y | [5 empty] | N |  | N |  | CA
58661 | Sustainable Power Group, LLC | 58611 | Powhatan Solar Power Generation Station 1 LLC | CA | San Bernardino | 1 | OP | Solar Photovoltaic | PV | IPP Non-CHP | 2 | 1.5 | 1.5 | 1.5 | 12 | 2013 |  | Y | [8 empty] | 90 |  | 1.9 | Y | [5 empty] | N |  | N |  | CA
58661 | Sustainable Power Group, LLC | 58612 | Otoe Solar Power Generation Station 1 LL | CA | San Bernardino | 1 | OP | Solar Photovoltaic | PV | IPP Non-CHP | 2 | 1.5 | 1.5 | 1.5 | 12 | 2013 |  |  |  | Y | [6 empty] | 198 | 20 | 1.9 | Y | [5 empty] | N |  | N |  | CA
58567 | Blue Renewable Energy IMS, LLC | 58615 | Indianapolis Motor Speedway Solar PV | IN | Marion | IMS | OP | Solar Photovoltaic | PV | IPP Non-CHP | 2 | 9 | 9 | 9 | 7 | 2014 |  |  |  | Y | [6 empty] | 270 | 26 | 11.2 | Y | N |  |  |  |  | N |  | N |  | IN
58568 | Westlands Solar Farms, LLC | 58616 | Westlands Solar PV Farm | CA | Fresno | WSF1 | OP | Solar Photovoltaic | PV | IPP Non-CHP | 2 | 18 | 18 | 14 | 2 | 2014 |  | Y | [8 empty] | 180 |  | 23 | Y | [5 empty] | N |  | N |  | CA
58570 | CF Gainesville Owner One LLC | 58618 | Butler Plaza | FL | Alachua | 1 | OP | Solar Photovoltaic | PV | IPP Non-CHP | 2 | 1.2 | 1.2 | 1.2 | 12 | 2010 |  |  |  | Y | [6 empty] | 147 | 5 | 1.6 | Y | [5 empty] | N |  | N |  | FL
58575 | Sol Orchard Imperial 1, LLC | 58621 | Sol Orchard El Centro PV | CA | Imperial | ECPV | OP | Solar Photovoltaic | PV | IPP Non-CHP | 2 | 20 | 20 | 20 | 10 | 2013 |  | Y | [8 empty] | 0 | 0 | 25.2 | Y | [5 empty] | N |  | N |  | CA
58576 | Holstein Holdings, LLC | 58623 | Holstein Plant | NC | Scotland | PV1 | OP | Solar Photovoltaic | PV | IPP Non-CHP | 2 | 20 | 20 | 20 | 12 | 2015 |  |  |  | Y | [6 empty] | 180 | 20 | 25.7 |  | Y |  |  |  |  | N |  | N |  | NC
58578 | PPS Berkshire Solar LLC | 58624 | Berkshire 1 | MA | Berkshire | BER1 | OP | Solar Photovoltaic | PV | IPP Non-CHP | 2 | 1.8 | 1.8 | 1.8 | 12 | 2011 |  | Y |  | Y | [6 empty] | 178 | 30 | 2 | Y | [5 empty] | N |  | N |  | MA
58549 | County of Alameda GSA | 58625 | Santa Rita Jail | CA | Alameda | SRPV2 | OP | Solar Photovoltaic | PV | IPP CHP | 3 | 1 | 1 | 0.1 | 12 | 2016 |  |  |  | Y | [6 empty] | 180 | 11 | 1.1 | Y | [5 empty] | Y | 1.1 | N |  | CA
58549 | County of Alameda GSA | 58625 | Santa Rita Jail | CA | Alameda | SRPV3 | OP | Solar Photovoltaic | PV | IPP CHP | 3 | 0.5 | 0.5 | 0.1 | 1 | 2017 |  |  |  | Y | [6 empty] | 180 | 11 | 0.6 | Y | [5 empty] | Y | 0.6 | N |  | CA
58661 | Sustainable Power Group, LLC | 58626 | Western Antelope Blue Sky Ranch A | CA | Los Angeles | WABSA | OP | Solar Photovoltaic | PV | IPP Non-CHP | 2 | 20 | 20 | 20 | 11 | 2014 |  | Y | [7 empty] | N | 90 |  | 23.9 | Y | [5 empty] | N |  | N |  | CA
58661 | Sustainable Power Group, LLC | 58627 | Western Antelope Dry Ranch | CA | Los Angeles | WADR | OP | Solar Photovoltaic | PV | IPP Non-CHP | 2 | 10 | 10 | 10 | 12 | 2016 |  | Y |  | N | [6 empty] | 90 |  | 12.8 |  | Y |  |  |  |  | N |  | N |  | CA
58580 | Simon Solar Farm LLC | 58628 | Simon Solar Farm LLC | GA | Walton | SRSSF | OP | Solar Photovoltaic | PV | IPP Non-CHP | 2 | 30 | 30 | 30 | 11 | 2013 |  |  |  | Y | [6 empty] | 180 | 20 | 38.6 | Y | [5 empty] | N |  | N |  | GA
60947 | Tesla Inc. | 58631 | Queen Anne's County | MD | Queen Annes | 1 | OP | Solar Photovoltaic | PV | IPP Non-CHP | 2 | 2 | 2 | 2 | 12 | 2013 |  | Y | [8 empty] | 180 | 30 | 2.4 | Y | [5 empty] | Y | 2.4 | N |  | MD
60947 | Tesla Inc. | 58632 | Actus Lend Lease DMAFB | AZ | Pima | 1 | OP | Solar Photovoltaic | PV | IPP Non-CHP | 2 | 3 | 3 | 3 | 12 | 2009 |  | Y | [8 empty] | 180 | 0 | 3.3 | Y | [5 empty] | Y | 3.3 | N |  | AZ
60947 | Tesla Inc. | 58633 | Monterey Regional Water Pollution Contro | CA | Monterey | 1 | OP | Solar Photovoltaic | PV | IPP Non-CHP | 2 | 1 | 1 | 1 | 12 | 2010 |  | Y | [8 empty] | 195 | 26 | 1.1 | Y | [5 empty] | Y | 1.1 | N |  | CA
60947 | Tesla Inc. | 58634 | Lancaster Baptist Church | CA | Los Angeles | 1 | OP | Solar Photovoltaic | PV | IPP Non-CHP | 2 | 1 | 1 | 1 | 12 | 2011 |  | Y | [8 empty] | 180 | 20 | 1.1 | Y | [5 empty] | Y | 1.1 | N |  | CA
60947 | Tesla Inc. | 58636 | Sacramento Fairbain Water Treatment Plan | CA | Sacramento | 1 | OP | Solar Photovoltaic | PV | IPP Non-CHP | 2 | 1 | 1 | 1 | 2 | 2013 |  | Y | [8 empty] | 180 | 10 | 1.1 | Y | [5 empty] | Y | 1.1 | N |  | CA
10071 | Kauai Island Utility Cooperative | 58639 | KRS I Anahola Solar | HI | Kauai | ANAPV | OP | Solar Photovoltaic | PV | Electric Utility | 1 | 12 | 12 | 12 | 8 | 2015 |  |  |  | Y | [6 empty] | 180 | 20 | 12 | Y | [5 empty] | N |  | N |  | HI
10071 | Kauai Island Utility Cooperative | 58640 | KRS II Koloa Solar | HI | Kauai | KOLPV | OP | Solar Photovoltaic | PV | Electric Utility | 1 | 12 | 12 | 12 | 8 | 2014 |  |  |  | Y | [6 empty] | 180 | 20 | 12 | Y | [5 empty] | N |  | N |  | HI
58593 | Sequoia PV 1 LLC | 58642 | Tulare 1 and 2 | CA | Tulare | 1 | OP | Solar Photovoltaic | PV | IPP Non-CHP | 2 | 1.5 | 1.5 | 1.5 | 1 | 2014 |  |  |  | Y | [6 empty] | 180 | 20 | 1.8 | Y | [5 empty] | N |  | N |  | CA
58593 | Sequoia PV 1 LLC | 58642 | Tulare 1 and 2 | CA | Tulare | 2 | OP | Solar Photovoltaic | PV | IPP Non-CHP | 2 | 1.5 | 1.5 | 1.5 | 1 | 2014 |  |  |  | Y | [6 empty] | 180 | 20 | 1.8 | Y | [5 empty] | N |  | N |  | CA
58594 | Rockford Solar Partners | 58643 | Rockford Solar Farm | IL | Winnebago | 1 | OP | Solar Photovoltaic | PV | IPP Non-CHP | 2 | 2.6 | 2.6 | 2.6 | 10 | 2012 |  | N |  | Y | [6 empty] | 180 | 30 | 3.1 | Y | [5 empty] | N |  | N |  | IL
59363 | Silver State Solar Power South, LLC | 58644 | Silver State Solar Power South | NV | Clark | BLK1 | OP | Solar Photovoltaic | PV | IPP Non-CHP | 2 | 26.4 | 26.4 | 26.4 | 11 | 2015 |  | Y | [8 empty] | 0 | 0 | 34.8 |  | Y |  |  |  |  | N |  | N |  | NV
59363 | Silver State Solar Power South, LLC | 58644 | Silver State Solar Power South | NV | Clark | BLK2 | OP | Solar Photovoltaic | PV | IPP Non-CHP | 2 | 27.9 | 27.9 | 27.9 | 12 | 2015 |  | Y | [8 empty] | 0 | 0 | 35 |  | Y |  |  |  |  | N |  | N |  | NV
59363 | Silver State Solar Power South, LLC | 58644 | Silver State Solar Power South | NV | Clark | BLK3 | OP | Solar Photovoltaic | PV | IPP Non-CHP | 2 | 37.2 | 37.2 | 37.2 | 12 | 2015 |  | Y | [8 empty] | 0 | 0 | 49.2 |  | Y |  |  |  |  | N |  | N |  | NV
59363 | Silver State Solar Power South, LLC | 58644 | Silver State Solar Power South | NV | Clark | BLK4 | OP | Solar Photovoltaic | PV | IPP Non-CHP | 2 | 35.7 | 35.7 | 35.7 | 1 | 2016 |  | Y | [8 empty] | 0 | 0 | 47.3 |  | Y |  |  |  |  | N |  | N |  | NV
59363 | Silver State Solar Power South, LLC | 58644 | Silver State Solar Power South | NV | Clark | BLK5 | OP | Solar Photovoltaic | PV | IPP Non-CHP | 2 | 35 | 35 | 35 | 4 | 2016 |  | Y | [8 empty] | 0 | 0 | 46.5 |  | Y |  |  |  |  | N |  | N |  | NV
59363 | Silver State Solar Power South, LLC | 58644 | Silver State Solar Power South | NV | Clark | BLK6 | OP | Solar Photovoltaic | PV | IPP Non-CHP | 2 | 36.6 | 36.6 | 36.6 | 4 | 2016 |  | Y | [8 empty] | 0 | 0 | 48 |  | Y |  |  |  |  | N |  | N |  | NV
59363 | Silver State Solar Power South, LLC | 58644 | Silver State Solar Power South | NV | Clark | BLK7 | OP | Solar Photovoltaic | PV | IPP Non-CHP | 2 | 35 | 35 | 35 | 5 | 2016 |  | Y | [8 empty] | 0 | 0 | 44.5 |  | Y |  |  |  |  | N |  | N |  | NV
59363 | Silver State Solar Power South, LLC | 58644 | Silver State Solar Power South | NV | Clark | BLK8 | OP | Solar Photovoltaic | PV | IPP Non-CHP | 2 | 16.2 | 16.2 | 16.2 | 6 | 2016 |  | Y | [8 empty] | 0 | 0 | 33.4 |  | Y |  |  |  |  | N |  | N |  | NV
17650 | Southern Power Co | 58646 | Stateline Solar | CA | San Bernardino | STL | OP | Solar Photovoltaic | PV | IPP Non-CHP | 2 | 75.9 | 76 | 76 | 12 | 2015 |  |  |  | Y | [6 empty] | 180 | 25 | 87.8 |  | Y |  |  |  |  | N |  | N |  | CA
17650 | Southern Power Co | 58646 | Stateline Solar | CA | San Bernardino | STL2 | OP | Solar Photovoltaic | PV | IPP Non-CHP | 2 | 34.1 | 34 | 34 | 12 | 2015 |  |  |  | Y | [6 empty] | 180 | 25 | 40.6 |  | Y |  |  |  |  | N |  | N |  | CA
17650 | Southern Power Co | 58646 | Stateline Solar | CA | San Bernardino | STL3 | OP | Solar Photovoltaic | PV | IPP Non-CHP | 2 | 37.9 | 38 | 38 | 1 | 2016 |  |  |  | Y | [6 empty] | 180 | 25 | 42.4 |  | Y |  |  |  |  | N |  | N |  | CA
17650 | Southern Power Co | 58646 | Stateline Solar | CA | San Bernardino | STL4 | OP | Solar Photovoltaic | PV | IPP Non-CHP | 2 | 37.9 | 38 | 38 | 2 | 2016 |  |  |  | Y | [6 empty] | 180 | 25 | 42.4 |  | Y |  |  |  |  | N |  | N |  | CA
17650 | Southern Power Co | 58646 | Stateline Solar | CA | San Bernardino | STL5 | OP | Solar Photovoltaic | PV | IPP Non-CHP | 2 | 37.9 | 38 | 38 | 4 | 2016 |  |  |  | Y | [6 empty] | 180 | 25 | 42.4 |  | Y |  |  |  |  | N |  | N |  | CA
17650 | Southern Power Co | 58646 | Stateline Solar | CA | San Bernardino | STL6 | OP | Solar Photovoltaic | PV | IPP Non-CHP | 2 | 37.9 | 38 | 38 | 6 | 2016 |  |  |  | Y | [6 empty] | 180 | 25 | 42.4 |  | Y |  |  |  |  | N |  | N |  | CA
17650 | Southern Power Co | 58646 | Stateline Solar | CA | San Bernardino | STL7 | OP | Solar Photovoltaic | PV | IPP Non-CHP | 2 | 37.9 | 38 | 38 | 7 | 2016 |  |  |  | Y | [6 empty] | 180 | 25 | 42.4 |  | Y |  |  |  |  | N |  | N |  | CA
57365 | Consolidated Edison Solutions Inc | 58647 | Port Richmond WWT Solar | NY | Richmond | 1 | OP | Solar Photovoltaic | PV | IPP Non-CHP | 2 | 1 | 1 | 1 | 7 | 2015 |  |  |  | Y | [6 empty] | 180 | 20 | 1.9 | Y | [5 empty] | N |  | Y | 1.3 | NY
58477 | O2energies, Inc. | 58649 | Montgomery Solar LLC | NC | Montgomery | 1 | OP | Solar Photovoltaic | PV | IPP Non-CHP | 2 | 20 | 20 | 20 | 12 | 2015 |  |  |  | Y | [6 empty] | 180 | 20 | 25 | Y | [5 empty] | N |  | N |  | NC
58598 | Mass Solar, LLC | 58650 | North Brookfield | MA | Worcester | PV1 | OP | Solar Photovoltaic | PV | IPP Non-CHP | 2 | 3 | 3 | 3 | 6 | 2014 |  |  |  | Y | [6 empty] | 180 | 25 | 3.6 | Y | [5 empty] | N |  | N |  | MA
58596 | Hanwha Q CELLS USA | 58651 | Kalaeloa Renewable Energy Park | HI | Honolulu | KREP | OP | Solar Photovoltaic | PV | IPP Non-CHP | 2 | 5 | 5 | 5 | 1 | 2014 |  |  |  | Y | [6 empty] | 180 | 10 | 6.1 | Y | [5 empty] | N |  | N |  | HI
58590 | SEDC Jersey Gardens Owner LLC | 58653 | Jersey Gardens Phase 1 | NJ | Union | 1 | OP | Solar Photovoltaic | PV | IPP Non-CHP | 2 | 1.7 | 1.7 | 1.7 | 12 | 2011 |  |  |  | Y | [6 empty] | 26.7 | 5 | 2 | Y | [5 empty] | N |  | N |  | NJ
58591 | CF Jersey Gardens Owner Two LLC | 58654 | Jersey Gardens Phase 2 | NJ | Union | 1 | OP | Solar Photovoltaic | PV | IPP Non-CHP | 2 | 2.3 | 2.3 | 2.3 | 2 | 2012 |  |  |  | Y | [6 empty] | 26.7 | 5 | 2.8 | Y | [5 empty] | N |  | N |  | NJ
58600 | Waihonu North LLC | 58655 | Waihonu North Solar | HI | Honolulu | INV-1 | OP | Solar Photovoltaic | PV | IPP Non-CHP | 2 | 0.5 | 0.5 | 0.5 | 7 | 2016 |  |  |  | Y | [6 empty] | 180 | 10 | 0.5 | Y | [5 empty] | N |  | N |  | HI
58600 | Waihonu North LLC | 58655 | Waihonu North Solar | HI | Honolulu | INV-2 | OP | Solar Photovoltaic | PV | IPP Non-CHP | 2 | 0.5 | 0.5 | 0.5 | 7 | 2016 |  |  |  | Y | [6 empty] | 180 | 10 | 0.5 | Y | [5 empty] | N |  | N |  | HI
58600 | Waihonu North LLC | 58655 | Waihonu North Solar | HI | Honolulu | INV-3 | OP | Solar Photovoltaic | PV | IPP Non-CHP | 2 | 0.5 | 0.5 | 0.5 | 7 | 2016 |  |  |  | Y | [6 empty] | 180 | 10 | 0.5 | Y | [5 empty] | N |  | N |  | HI
58600 | Waihonu North LLC | 58655 | Waihonu North Solar | HI | Honolulu | INV-4 | OP | Solar Photovoltaic | PV | IPP Non-CHP | 2 | 0.5 | 0.5 | 0.5 | 7 | 2016 |  |  |  | Y | [6 empty] | 180 | 10 | 0.5 | Y | [5 empty] | N |  | N |  | HI
58600 | Waihonu North LLC | 58655 | Waihonu North Solar | HI | Honolulu | INV-5 | OP | Solar Photovoltaic | PV | IPP Non-CHP | 2 | 0.5 | 0.5 | 0.5 | 7 | 2016 |  |  |  | Y | [6 empty] | 180 | 10 | 0.5 | Y | [5 empty] | N |  | N |  | HI
58600 | Waihonu North LLC | 58655 | Waihonu North Solar | HI | Honolulu | INV-6 | OP | Solar Photovoltaic | PV | IPP Non-CHP | 2 | 0.5 | 0.5 | 0.5 | 7 | 2016 |  |  |  | Y | [6 empty] | 180 | 10 | 0.5 | Y | [5 empty] | N |  | N |  | HI
58600 | Waihonu North LLC | 58655 | Waihonu North Solar | HI | Honolulu | INV-7 | OP | Solar Photovoltaic | PV | IPP Non-CHP | 2 | 0.5 | 0.5 | 0.5 | 7 | 2016 |  |  |  | Y | [6 empty] | 180 | 10 | 0.5 | Y | [5 empty] | N |  | N |  | HI
58600 | Waihonu North LLC | 58655 | Waihonu North Solar | HI | Honolulu | INV-8 | OP | Solar Photovoltaic | PV | IPP Non-CHP | 2 | 0.5 | 0.5 | 0.5 | 7 | 2016 |  |  |  | Y | [6 empty] | 180 | 10 | 0.5 | Y | [5 empty] | N |  | N |  | HI
58600 | Waihonu North LLC | 58655 | Waihonu North Solar | HI | Honolulu | INV-9 | OP | Solar Photovoltaic | PV | IPP Non-CHP | 2 | 0.5 | 0.5 | 0.5 | 7 | 2016 |  |  |  | Y | [6 empty] | 180 | 10 | 0.5 | Y | [5 empty] | N |  | N |  | HI
58600 | Waihonu North LLC | 58655 | Waihonu North Solar | HI | Honolulu | INV10 | OP | Solar Photovoltaic | PV | IPP Non-CHP | 2 | 0.5 | 0.5 | 0.5 | 7 | 2016 |  |  |  | Y | [6 empty] | 180 | 10 | 0.5 | Y | [5 empty] | N |  | N |  | HI
58601 | Waihonu South LLC | 58656 | Waihonu South Solar | HI | Honolulu | INV-1 | OP | Solar Photovoltaic | PV | IPP Non-CHP | 2 | 0.5 | 0.5 | 0.5 | 7 | 2016 |  |  |  | Y | [6 empty] | 180 | 10 | 0.5 | Y | [5 empty] | N |  | N |  | HI
58601 | Waihonu South LLC | 58656 | Waihonu South Solar | HI | Honolulu | INV-2 | OP | Solar Photovoltaic | PV | IPP Non-CHP | 2 | 0.5 | 0.5 | 0.5 | 7 | 2016 |  |  |  | Y | [6 empty] | 180 | 10 | 0.5 | Y | [5 empty] | N |  | N |  | HI
58601 | Waihonu South LLC | 58656 | Waihonu South Solar | HI | Honolulu | INV-3 | OP | Solar Photovoltaic | PV | IPP Non-CHP | 2 | 0.5 | 0.5 | 0.5 | 7 | 2016 |  |  |  | Y | [6 empty] | 180 | 10 | 0.5 | Y | [5 empty] | N |  | N |  | HI
60281 | Altus Power America Management, LLC | 58659 | Aloha Solar Energy Fund 1 PK1 | HI | Honolulu | PK-1 | OP | Solar Photovoltaic | PV | IPP Non-CHP | 2 | 5 | 5 | 5 | 3 | 2017 |  |  |  | Y | [6 empty] | 180 | 15 | 6.2 | Y | [5 empty] | N |  | N |  | HI
58602 | Utah Red Hills Renewable Energy Park LLC | 58660 | Utah Red Hills Renewable Energy Park | UT | Iron | 1 | OP | Solar Photovoltaic | PV | IPP Non-CHP | 2 | 80 | 80 | 80 | 12 | 2015 |  | Y | [8 empty] | 0 | 0 | 104.8 | Y | [5 empty] | N |  | N |  | UT
58610 | Celina Solar Project #1, LLC | 58665 | Celina Solar Project #1, LLC | OH | Mercer | CSP1 | OP | Solar Photovoltaic | PV | IPP Non-CHP | 2 | 4 | 4 | 4 | 12 | 2012 |  |  |  | Y | [6 empty] | 180 | 25 | 5 | Y | [5 empty] | N |  | N |  | OH
58661 | Sustainable Power Group, LLC | 58667 | Biscoe Solar LLC | NC | Montgomery | BISCO | OP | Solar Photovoltaic | PV | IPP Non-CHP | 2 | 5 | 5 | 5 | 9 | 2014 |  | Y |  | Y | [6 empty] | 180 | 20 | 6.6 | Y | [5 empty] | N |  | N |  | NC
58477 | O2energies, Inc. | 58668 | Rockwell Solar LLC | NC | Rowan | ROCKW | OP | Solar Photovoltaic | PV | IPP Non-CHP | 2 | 3.5 | 3.5 | 3.5 | 12 | 2014 |  |  |  | Y | [6 empty] | 180 | 20 | 4.2 | Y | [5 empty] | N |  | N |  | NC
58661 | Sustainable Power Group, LLC | 58669 | Selma Solar LLC | NC | Johnston | SELMA | OP | Solar Photovoltaic | PV | IPP Non-CHP | 2 | 5 | 5 | 5 | 8 | 2014 |  |  |  | Y | [6 empty] | 180 | 20 | 6.5 | Y | [5 empty] | N |  | N |  | NC
58661 | Sustainable Power Group, LLC | 58670 | Turkey Branch Solar LLC | NC | Robeson | TURKY | OP | Solar Photovoltaic | PV | IPP Non-CHP | 2 | 5 | 5 | 5 | 8 | 2014 |  |  |  | Y | [6 empty] | 180 | 20 | 6.5 | Y | [5 empty] | N |  | N |  | NC
58477 | O2energies, Inc. | 58673 | Gates Solar LLC | NC | Gates | GATES | OP | Solar Photovoltaic | PV | IPP Non-CHP | 2 | 5 | 5 | 5 | 12 | 2015 |  | Y |  | N | [6 empty] | 270 |  | 6.5 | Y | [5 empty] | N |  | N |  | NCDOM
58477 | O2energies, Inc. | 58674 | Cirrus Solar LLC | NC | Franklin | CIRRU | OP | Solar Photovoltaic | PV | IPP Non-CHP | 2 | 5 | 5 | 5 | 12 | 2014 |  |  |  | Y | [6 empty] | 180 | 20 | 6.5 | Y | [5 empty] | N |  | N |  | NC
58477 | O2energies, Inc. | 58675 | Chocowinity Solar LLC | NC | Beaufort | CHOCO | OP | Solar Photovoltaic | PV | IPP Non-CHP | 2 | 5 | 5 | 5 | 12 | 2014 |  |  |  | Y | [6 empty] | 180 | 20 | 6.5 | Y | [5 empty] | N |  | N |  | NCDOM
58611 | Forest City Sustainable Resources Pearl City LLC | 58676 | Pearl City Peninsula Solar Park | HI | Honolulu | PCPPV | OP | Solar Photovoltaic | PV | IPP Non-CHP | 2 | 1 | 1 | 1 | 11 | 2012 |  |  |  | Y | [6 empty] | 180 | 15 | 1.2 | Y | [5 empty] | N |  | N |  | HI
58598 | Mass Solar, LLC | 58680 | Braley Road 2 | MA | Bristol | PV1 | OP | Solar Photovoltaic | PV | IPP Non-CHP | 2 | 2.7 | 2.6 | 2.6 | 3 | 2015 |  |  |  | Y | [6 empty] | 180 | 25 | 3.5 | Y | [5 empty] | Y | 3.5 | N |  | MA
58598 | Mass Solar, LLC | 58682 | Dartmouth | MA | Bristol | PV1 | OP | Solar Photovoltaic | PV | IPP Non-CHP | 2 | 6.3 | 6.3 | 6.3 | 4 | 2014 |  |  |  | Y | [6 empty] | 180 | 25 | 7.5 | Y |  |  |  |  | N | Y | 7.4 | N |  | MA
58611 | Forest City Sustainable Resources Pearl City LLC | 58684 | Kapolei Solar Energy Park | HI | Honolulu | KSEPV | OP | Solar Photovoltaic | PV | IPP Non-CHP | 2 | 1 | 1 | 1 | 2 | 2012 |  |  |  | Y | [6 empty] | 180 | 15 | 1.2 | Y | [5 empty] | N |  | N |  | HI
58621 | SSA Solar of NM, LLC | 58689 | Blue Sky One | NM | Taos | 1 | OP | Solar Photovoltaic | PV | IPP Non-CHP | 2 | 1.3 | 1.3 | 1.3 | 10 | 2012 |  | Y |  | N | [6 empty] | 0 | 0 | 1.5 | Y | [5 empty] | N |  | N |  | NM
58622 | Costco Wholesale | 58698 | Mira Loma | CA | Riverside | D960 | OP | Solar Photovoltaic | PV | Commercial Non-CHP | 4 | 1 | 1 | 1 | 11 | 2011 |  |  |  | Y | [6 empty] | 180 | 9 | 1.1 | Y | [5 empty] | Y | 1.1 | N |  | CA
58622 | Costco Wholesale | 58698 | Mira Loma | CA | Riverside | D9611 | OP | Solar Photovoltaic | PV | Commercial Non-CHP | 4 | 1.5 | 1.5 | 1.5 | 11 | 2011 |  |  |  | Y | [6 empty] | 180 | 9 | 1.7 | Y | [5 empty] | N |  | N |  | CA
58622 | Costco Wholesale | 58698 | Mira Loma | CA | Riverside | D9612 | OP | Solar Photovoltaic | PV | Commercial Non-CHP | 4 | 0.5 | 0.5 | 0.5 | 11 | 2011 |  |  |  | Y | [6 empty] | 180 | 9 | 0.6 | Y | [5 empty] | N |  | N |  | CA
58629 | TIG Sun Energy I LLC | 58700 | Colleton Solar Farm | SC | Colleton | CS300 | OP | Solar Photovoltaic | PV | IPP Non-CHP | 2 | 2.5 | 2.5 | 2 | 12 | 2013 |  | Y |  | Y | N | [5 empty] | 180 | 25 | 3 | Y | [5 empty] | N |  | N |  | SC
57369 | Apple, Inc | 58701 | Apple Data Center - PV2 | NC | Catawba | PV2 | OP | Solar Photovoltaic | PV | Commercial Non-CHP | 4 | 20 | 19.4 | 6.5 | 10 | 2013 |  | Y | [8 empty] | 90 |  | 25 | Y | [5 empty] | N |  | N |  | NC
58639 | Axio Green LLC | 58702 | Axio Green LLC | MA | Franklin | 1 | OP | Solar Photovoltaic | PV | IPP Non-CHP | 2 | 2 | 2 | 2 | 6 | 2012 |  | N |  | Y | [6 empty] | 180 | 20 | 2 | Y | [5 empty] | N |  | N |  | MA
58638 | Lenape Solar II, LLC | 58703 | Lenape II | IN | Marion | 1 | OP | Solar Photovoltaic | PV | IPP Non-CHP | 2 | 4 | 4 | 4 | 11 | 2015 |  |  |  | Y | [6 empty] | 0 | 10 | 5 | Y | [5 empty] | N |  | N |  | IN
58649 | Solar Star Arizona II LLC | 58708 | Phoenix Airport East Economy Lot | AZ | Maricopa | PAEEL | OP | Solar Photovoltaic | PV | Commercial Non-CHP | 4 | 1.1 | 1 | 1 | 12 | 2012 |  |  |  | Y | [6 empty] | 110 | 0 | 5.4 | Y | [5 empty] | N |  | N |  | AZ
58649 | Solar Star Arizona II LLC | 58709 | Phoenix Airport Rental Car Center | AZ | Maricopa | PARCC | OP | Solar Photovoltaic | PV | Commercial Non-CHP | 4 | 1.6 | 1.4 | 1.4 | 12 | 2012 |  |  |  | Y | N |  |  |  |  | Y |  | 5 | 5.4 | Y | [5 empty] | N |  | N |  | AZ
59745 | First Solar Asset Management | 58710 | Barilla Solar | TX | Pecos | BRLA | OP | Solar Photovoltaic | PV | IPP Non-CHP | 2 | 30.2 | 30.2 | 30.2 | 6 | 2015 |  |  |  | Y | [6 empty] | 180 | 20 | 37.6 |  | Y |  |  |  |  | N |  | N |  | TX
17650 | Southern Power Co | 58711 | Lost Hills/Blackwell | CA | Kern | BLKW | OP | Solar Photovoltaic | PV | IPP Non-CHP | 2 | 12 | 12 | 12 | 4 | 2015 |  | Y | [8 empty] | 90 |  | 16.2 |  | Y |  |  |  |  | N |  | N |  | CA
17650 | Southern Power Co | 58711 | Lost Hills/Blackwell | CA | Kern | LTHL | OP | Solar Photovoltaic | PV | IPP Non-CHP | 2 | 20 | 20 | 20 | 4 | 2015 |  | Y | [8 empty] | 90 |  | 27.3 |  | Y |  |  |  |  | N |  | N |  | CA
17650 | Southern Power Co | 58713 | North Star Solar | CA | Fresno | NSTR | OP | Solar Photovoltaic | PV | IPP Non-CHP | 2 | 62.5 | 60 | 60 | 6 | 2015 |  | Y | [8 empty] | 90 |  | 73 |  | Y |  |  |  |  | N |  | N |  | CA
58489 | OCI Solar Power | 58716 | OCI Alamo 2, LLC | TX | Bexar | 1 | OP | Solar Photovoltaic | PV | IPP Non-CHP | 2 | 4.4 | 4.4 | 4.4 | 3 | 2014 |  |  | Y | [9 empty] | 5.4 | Y | [5 empty] | N |  | N |  | TX
56769 | Consolidated Edison Development Inc. | 58717 | OCI Alamo 4, LLC | TX | Kinney | 1 | OP | Solar Photovoltaic | PV | IPP Non-CHP | 2 | 39.6 | 39.6 | 39.6 | 8 | 2014 |  |  | Y | [9 empty] | 49 | Y | [5 empty] | N |  | N |  | TX
58654 | Orion Solar I LLC | 58718 | Orion Solar I | CA | Kern | PV1 | OP | Solar Photovoltaic | PV | IPP Non-CHP | 2 | 12 | 12 | 12 | 4 | 2014 |  | Y | [8 empty] | 90 |  | 15.7 | Y | [5 empty] | N |  | N |  | CA
58655 | Orion Solar II, LLC | 58721 | Orion Solar II | CA | Kern | ORION | OP | Solar Photovoltaic | PV | IPP Non-CHP | 2 | 8 | 8 | 8 | 6 | 2014 |  | Y | [8 empty] | 90 |  | 10.5 | Y | [5 empty] | N |  | N |  | CA
60006 | Charlotte Solar, LLC (NC) | 58722 | Charlotte Solar | NC | Rutherford | PV1 | OP | Solar Photovoltaic | PV | IPP Non-CHP | 2 | 5 | 5 | 5 | 11 | 2015 |  |  |  | Y | [6 empty] | 180 | 20 | 6.6 | Y | [5 empty] | N |  | N |  | NC
61060 | Cypress Creek Renewables | 58725 | Elliana Solar | NC | Alamance | PV1 | OP | Solar Photovoltaic | PV | IPP Non-CHP | 2 | 5 | 5 | 5 | 10 | 2015 |  |  |  | Y | [6 empty] | 180 | 20 | 5 | Y | [5 empty] | N |  | N |  | NC
60007 | Flash Solar LLC | 58726 | Flash Solar | NC | Catawba | PV1 | OP | Solar Photovoltaic | PV | IPP Non-CHP | 2 | 5 | 5 | 5 | 11 | 2015 |  |  |  | Y | [6 empty] | 180 | 20 | 6.4 | Y | [5 empty] | N |  | N |  | NC
59912 | Amethyst Solar LLC | 58730 | Amethyst Solar | NC | Rutherford | PV1 | OP | Solar Photovoltaic | PV | IPP Non-CHP | 2 | 3 | 3 | 3 | 4 | 2016 |  |  |  | Y | [6 empty] | 180 | 25 | 4.3 | Y | [5 empty] | N |  | N |  | NC
61060 | Cypress Creek Renewables | 58731 | Angel Solar | NC | Catawba | PV1 | OP | Solar Photovoltaic | PV | IPP Non-CHP | 2 | 5 | 5 | 5 | 12 | 2015 |  |  |  | Y | [6 empty] | 180 | 20 | 6.4 | Y | [5 empty] | N |  | N |  | NC
59910 | Audrey Solar LLC | 58732 | Audrey Solar | NC | Cleveland | PV1 | OP | Solar Photovoltaic | PV | IPP Non-CHP | 2 | 3 | 3 | 3 | 4 | 2016 |  |  |  | Y | [6 empty] | 180 | 25 | 3.7 | Y | [5 empty] | N |  | N |  | NC
60005 | Buddy Solar LLC | 58735 | Buddy Solar | NC | Rowan | PV1 | OP | Solar Photovoltaic | PV | IPP Non-CHP | 2 | 4 | 4 | 4 | 11 | 2015 |  |  |  | Y | [6 empty] | 180 | 20 | 4.7 | Y | [5 empty] | N |  | N |  | NC
59911 | Milo Solar LLC | 58739 | Milo Solar | NC | Alamance | PV1 | OP | Solar Photovoltaic | PV | IPP Non-CHP | 2 | 3 | 3 | 3 | 4 | 2016 |  |  |  | Y | [6 empty] | 180 | 25 | 4.3 | Y | [5 empty] | N |  | N |  | NC
59913 | Minnie Solar LLC | 58740 | Minnie Solar | NC | Alamance | PV1 | OP | Solar Photovoltaic | PV | IPP Non-CHP | 2 | 3 | 3 | 3 | 4 | 2016 |  |  |  | Y | [6 empty] | 180 | 25 | 4.1 | Y | [5 empty] | N |  | N |  | NC
58661 | Sustainable Power Group, LLC | 58741 | Nick Solar | NC | Guilford | NICK | OP | Solar Photovoltaic | PV | IPP Non-CHP | 2 | 5 | 5 | 5 | 7 | 2014 |  |  |  | Y | [6 empty] | 180 | 20 | 6.5 | Y | [5 empty] | N |  | N |  | NC
59916 | Owen Solar LLC | 58742 | Owen Solar | NC | Catawba | PV1 | OP | Solar Photovoltaic | PV | IPP Non-CHP | 2 | 5 | 5 | 5 | 4 | 2016 |  |  |  | Y | [6 empty] | 180 | 25 | 7 | Y | [5 empty] | N |  | N |  | NC
59914 | Sophie Solar LLC | 58745 | Sophie Solar | NC | Cleveland | PV1 | OP | Solar Photovoltaic | PV | IPP Non-CHP | 2 | 4.5 | 4.5 | 4.5 | 4 | 2016 |  |  |  | Y | [6 empty] | 180 | 25 | 5.9 | Y | [5 empty] | N |  | N |  | NC
59915 | Star Solar LLC | 58746 | Star Solar | NC | Durham | PV1 | OP | Solar Photovoltaic | PV | IPP Non-CHP | 2 | 5 | 5 | 5 | 4 | 2016 |  |  |  | Y | [6 empty] | 180 | 25 | 7 | Y | [5 empty] | N |  | N |  | NC
58661 | Sustainable Power Group, LLC | 58748 | North Bay Solar 1 | CA | Solano | NBWT | OP | Solar Photovoltaic | PV | Commercial Non-CHP | 4 | 1 | 1 | 1 | 8 | 2013 |  | Y | [8 empty] | 90 |  | 1.1 | Y | [5 empty] | Y | 1.1 | N |  | CA
57365 | Consolidated Edison Solutions Inc | 58749 | Tihonet Solar | MA | Plymouth | TSMA | OP | Solar Photovoltaic | PV | IPP Non-CHP | 2 | 1 | 1 | 1 | 5 | 2014 |  |  |  | Y | [6 empty] | 180 | 30 | 1.4 | Y | [5 empty] | N |  | Y | 1.4 | MA
58661 | Sustainable Power Group, LLC | 58750 | Lancaster Dry Farm Ranch B | CA | Los Angeles | LDFRB | OP | Solar Photovoltaic | PV | IPP Non-CHP | 2 | 5 | 5 | 5 | 11 | 2014 |  | Y |  | N | [6 empty] | 90 |  | 5.9 | Y | [5 empty] | N |  | N |  | CA
58661 | Sustainable Power Group, LLC | 58751 | Rodeo Solar C2 | CA | Los Angeles | RSC2 | OP | Solar Photovoltaic | PV | IPP Non-CHP | 2 | 1.5 | 1.5 | 1.5 | 5 | 2014 |  |  |  | Y | [6 empty] | 193 | 25 | 2.1 | Y | [5 empty] | N |  | N |  | CA
58661 | Sustainable Power Group, LLC | 58752 | Rodeo Solar D2 | CA | Los Angeles | RSD2 | OP | Solar Photovoltaic | PV | IPP Non-CHP | 2 | 1.5 | 1.5 | 1.5 | 5 | 2014 |  |  |  | Y | [6 empty] | 193 | 25 | 2.1 | Y | [5 empty] | N |  | N |  | CA
58661 | Sustainable Power Group, LLC | 58753 | Summer Solar A2 | CA | Los Angeles | SSA2 | OP | Solar Photovoltaic | PV | IPP Non-CHP | 2 | 1.5 | 1.5 | 1.5 | 6 | 2014 |  |  |  | Y | [6 empty] | 193 | 25 | 2.1 | Y | [5 empty] | N |  | N |  | CA
58661 | Sustainable Power Group, LLC | 58754 | Summer Solar B2 | CA | Los Angeles | SSB2 | OP | Solar Photovoltaic | PV | IPP Non-CHP | 2 | 1.5 | 1.5 | 1.5 | 6 | 2014 |  |  |  | Y | [6 empty] | 193 | 25 | 2.1 | Y | [5 empty] | N |  | N |  | CA
58661 | Sustainable Power Group, LLC | 58755 | Summer Solar C2 | CA | Los Angeles | SSC2 | OP | Solar Photovoltaic | PV | IPP Non-CHP | 2 | 1.5 | 1.5 | 1.5 | 6 | 2014 |  |  |  | Y | [6 empty] | 193 | 25 | 2.1 | Y | [5 empty] | N |  | N |  | CA
58661 | Sustainable Power Group, LLC | 58756 | Summer Solar D2 | CA | Los Angeles | SSD2 | OP | Solar Photovoltaic | PV | IPP Non-CHP | 2 | 1 | 1 | 1 | 7 | 2014 |  |  |  | Y | [6 empty] | 193 | 25 | 1.2 | Y | [5 empty] | N |  | N |  | CA
58661 | Sustainable Power Group, LLC | 58757 | Summer North Solar | CA | Los Angeles | UE2 | OP | Solar Photovoltaic | PV | IPP Non-CHP | 2 | 1.5 | 1.5 | 1.5 | 12 | 2014 |  |  |  | Y |  |  |  | N |  |  | 193 | 25 | 2.1 | Y | [5 empty] | N |  | N |  | CA
58661 | Sustainable Power Group, LLC | 58757 | Summer North Solar | CA | Los Angeles | UF2 | OP | Solar Photovoltaic | PV | IPP Non-CHP | 2 | 2 | 2 | 2 | 12 | 2014 |  |  |  | Y | [6 empty] | 193 | 25 | 2.8 | Y | [5 empty] | N |  | N |  | CA
58661 | Sustainable Power Group, LLC | 58757 | Summer North Solar | CA | Los Angeles | UG2 | OP | Solar Photovoltaic | PV | IPP Non-CHP | 2 | 1.5 | 1.5 | 1.5 | 12 | 2014 |  |  |  | Y | [6 empty] | 193 | 25 | 2.1 | Y | [5 empty] | N |  | N |  | CA
58661 | Sustainable Power Group, LLC | 58757 | Summer North Solar | CA | Los Angeles | UH2 | OP | Solar Photovoltaic | PV | IPP Non-CHP | 2 | 1.5 | 1.5 | 1.5 | 12 | 2014 |  |  |  | Y | [6 empty] | 193 | 25 | 2.1 | Y | [5 empty] | N |  | N |  | CA
58661 | Sustainable Power Group, LLC | 58761 | Expressway Solar A | CA | San Bernardino | EXSA | OP | Solar Photovoltaic | PV | IPP Non-CHP | 2 | 2 | 2 | 2 | 5 | 2014 |  |  |  | Y | [6 empty] | 193 | 25 | 2.7 | Y | [5 empty] | N |  | N |  | CA
58661 | Sustainable Power Group, LLC | 58762 | Expressway Solar B | CA | San Bernardino | EXSB | OP | Solar Photovoltaic | PV | IPP Non-CHP | 2 | 2 | 2 | 2 | 5 | 2014 |  |  |  | Y | [6 empty] | 193 | 25 | 2.4 | Y | [5 empty] | N |  | N |  | CA
58661 | Sustainable Power Group, LLC | 58763 | Expressway Solar C2 | CA | San Bernardino | EXSC2 | OP | Solar Photovoltaic | PV | IPP Non-CHP | 2 | 1.5 | 1.5 | 1.5 | 11 | 2014 |  |  |  | Y | [6 empty] | 193 | 25 | 2.1 | Y | [5 empty] | N |  | N |  | CA
58596 | Hanwha Q CELLS USA | 58770 | Maywood Photovoltaic Project | IN | Marion | 1 | OP | Solar Photovoltaic | PV | IPP Non-CHP | 2 | 8 | 8 | 8 | 3 | 2014 |  |  |  | Y | [6 empty] | 180 | 20 | 10.5 | Y | [5 empty] | N |  | N |  | IN
61060 | Cypress Creek Renewables | 58782 | Sonne One | NC | Wayne | PV1 | OP | Solar Photovoltaic | PV | IPP Non-CHP | 2 | 5 | 5 | 5 | 1 | 2016 |  |  |  | Y | [6 empty] | 180 | 20 | 5 | Y | [5 empty] | N |  | N |  | NC
58677 | CD US Solar MT1 LLC | 58785 | Brentwood Solar | NY | Suffolk | BRT1 | OP | Solar Photovoltaic | PV | IPP Non-CHP | 2 | 1 | 1 | 1 | 11 | 2011 |  |  |  | Y | [6 empty] | 164 | 6 | 1 | Y | [5 empty] | N |  | N |  | NY
58677 | CD US Solar MT1 LLC | 58786 | Deer Park | NY | Suffolk | DRP1 | OP | Solar Photovoltaic | PV | IPP Non-CHP | 2 | 2.5 | 2.5 | 2.5 | 12 | 2012 |  |  |  | Y | [6 empty] | 252 | 6 | 3 | Y | [5 empty] | N |  | N |  | NY
58677 | CD US Solar MT1 LLC | 58787 | Dennison | NY | Suffolk | DNN1 | OP | Solar Photovoltaic | PV | IPP Non-CHP | 2 | 2 | 2 | 2 | 4 | 2011 |  |  |  | Y | [6 empty] | 90 | 6 | 2 | Y | [5 empty] | N |  | N |  | NY
58677 | CD US Solar MT1 LLC | 58788 | North County | NY | Suffolk | NRT1 | OP | Solar Photovoltaic | PV | IPP Non-CHP | 2 | 1 | 1 | 1 | 4 | 2011 |  |  |  | Y | [6 empty] | 100 | 10 | 1 | Y | [5 empty] | N |  | N |  | NY
58677 | CD US Solar MT1 LLC | 58789 | Riverhead | NY | Suffolk | RVH1 | OP | Solar Photovoltaic | PV | IPP Non-CHP | 2 | 1.5 | 1.5 | 1.5 | 4 | 2011 |  |  |  | Y | [6 empty] | 127 | 10 | 1.5 | Y | [5 empty] | N |  | N |  | NY
58677 | CD US Solar MT1 LLC | 58790 | Cohalan | NY | Suffolk | CLN1 | OP | Solar Photovoltaic | PV | IPP Non-CHP | 2 | 2.5 | 2.5 | 2.5 | 9 | 2012 |  |  |  | Y | [6 empty] | 164 | 6 | 2.8 | Y | [5 empty] | N |  | N |  | NY
58677 | CD US Solar MT1 LLC | 58790 | Cohalan | NY | Suffolk | CLN2 | OP | Solar Photovoltaic | PV | IPP Non-CHP | 2 | 1.5 | 1.5 | 1.5 | 12 | 2012 |  |  |  | Y | [6 empty] | 262 | 6 | 1.6 | Y | [5 empty] | N |  | N |  | NY
61060 | Cypress Creek Renewables | 58791 | Kirkwall Holdings | NC | Duplin | PV1 | OP | Solar Photovoltaic | PV | IPP Non-CHP | 2 | 5 | 5 | 5 | 1 | 2016 |  |  |  | Y | [6 empty] | 180 | 20 | 5 | Y | [5 empty] | N |  | N |  | NC
60865 | CD Global Solar Holdings, LLC | 58792 | Ayrshire | NC | Cleveland | PV1 | OP | Solar Photovoltaic | PV | IPP Non-CHP | 2 | 19.4 | 19.4 | 19.4 | 9 | 2017 |  |  |  | Y | [6 empty] | 180 | 20 | 27 | Y | [5 empty] | N |  | N |  | NC
58682 | WR-TGC Solar Generation IV LLC | 58793 | JMB Mcguire-Dix-Lakehurst Solar Project | NJ | Burlington | UCIV | OP | Solar Photovoltaic | PV | IPP Non-CHP | 2 | 11.4 | 11.4 | 11.4 | 10 | 2013 |  |  |  | Y | [6 empty] | 200 | 27 | 12.3 | Y | [5 empty] | Y | 12.3 | N |  | NJ
58681 | MSM Solar LLC | 58794 | Storrie Lake Solar Project | NM | San Miguel | MSMPV | OP | Solar Photovoltaic | PV | IPP Non-CHP | 2 | 1.9 | 1.5 | 1.5 | 5 | 2014 |  |  |  | Y | [6 empty] | 180 | 25 | 1.9 | Y | [5 empty] | N |  | N |  | NM
58661 | Sustainable Power Group, LLC | 58795 | Hobart Solar, LLC | IN | Lake | HS | OP | Solar Photovoltaic | PV | IPP Non-CHP | 2 | 1 | 1 | 1 | 11 | 2012 |  |  |  | Y | [6 empty] | 180 | 30 | 1.3 | Y | [5 empty] | N |  | N |  | IN
58661 | Sustainable Power Group, LLC | 58796 | Waterloo Solar, LLC | IN | DeKalb | WS | OP | Solar Photovoltaic | PV | IPP Non-CHP | 2 | 1 | 1 | 1 | 1 | 2012 |  |  |  | Y | [6 empty] | 180 | 30 | 1.3 | Y | [5 empty] | N |  | N |  | IN
58661 | Sustainable Power Group, LLC | 58797 | Valparaiso Solar, LLC | IN | Porter | VS | OP | Solar Photovoltaic | PV | IPP Non-CHP | 2 | 1 | 1 | 1 | 12 | 2012 |  |  |  | Y | [6 empty] | 180 | 39 | 1.3 | Y | [5 empty] | N |  | N |  | IN
58661 | Sustainable Power Group, LLC | 58798 | AC Criminal Courts Complex SPE2, LLC | NJ | Atlantic | ACCCC | OP | Solar Photovoltaic | PV | Commercial Non-CHP | 4 | 1.3 | 1.3 | 1.3 | 12 | 2012 |  | Y |  | N | [6 empty] | 90 |  | 1.5 | Y | [5 empty] | Y | 1.5 | N |  | NJ
58466 | SunEnergy1 | 58799 | Pamlico Partners Solar | NC | Beaufort | 1 | OP | Solar Photovoltaic | PV | IPP Non-CHP | 2 | 5 | 5 | 5 | 12 | 2013 |  | N |  | Y | [6 empty] | 180 | 25 | 7 | Y |  |  |  |  | N | N |  | N |  | NCDOM
58694 | Argand Energy Solutions, LLC | 58801 | Arba Solar, LLC | NC | Greene | INV1 | OP | Solar Photovoltaic | PV | IPP Non-CHP | 2 | 0.5 | 0.5 | 0.5 | 6 | 2014 |  |  |  | Y | [6 empty] | 180 | 25 | 0.5 | Y | [5 empty] | N |  | N |  | NCDOM
58694 | Argand Energy Solutions, LLC | 58801 | Arba Solar, LLC | NC | Greene | INV2 | OP | Solar Photovoltaic | PV | IPP Non-CHP | 2 | 0.5 | 0.5 | 0.5 | 6 | 2014 |  |  |  | Y | [6 empty] | 180 | 25 | 0.6 | Y | [5 empty] | N |  | N |  | NCDOM
58694 | Argand Energy Solutions, LLC | 58801 | Arba Solar, LLC | NC | Greene | INV3 | OP | Solar Photovoltaic | PV | IPP Non-CHP | 2 | 0.5 | 0.5 | 0.5 | 6 | 2014 |  |  |  | Y | [6 empty] | 180 | 25 | 0.6 | Y | [5 empty] | N |  | N |  | NCDOM
58694 | Argand Energy Solutions, LLC | 58801 | Arba Solar, LLC | NC | Greene | INV4 | OP | Solar Photovoltaic | PV | IPP Non-CHP | 2 | 0.5 | 0.5 | 0.5 | 6 | 2014 |  |  |  | Y | [6 empty] | 180 | 25 | 0.6 | Y | [5 empty] | N |  | N |  | NCDOM
58694 | Argand Energy Solutions, LLC | 58802 | Franklin Solar, LLC | NC | Franklin | INV1 | OP | Solar Photovoltaic | PV | IPP Non-CHP | 2 | 0.5 | 0.5 | 0.5 | 3 | 2013 |  |  |  | Y | [6 empty] | 180 | 25 | 0.6 | Y | [5 empty] | N |  | N |  | NC
58694 | Argand Energy Solutions, LLC | 58802 | Franklin Solar, LLC | NC | Franklin | INV2 | OP | Solar Photovoltaic | PV | IPP Non-CHP | 2 | 0.5 | 0.5 | 0.5 | 3 | 2013 |  |  |  | Y | [6 empty] | 180 | 25 | 0.6 | Y | [5 empty] | N |  | N |  | NC
58694 | Argand Energy Solutions, LLC | 58802 | Franklin Solar, LLC | NC | Franklin | INV3 | OP | Solar Photovoltaic | PV | IPP Non-CHP | 2 | 0.5 | 0.5 | 0.5 | 3 | 2013 |  |  |  | Y | [6 empty] | 180 | 25 | 0.6 | Y | [5 empty] | N |  | N |  | NC
58694 | Argand Energy Solutions, LLC | 58802 | Franklin Solar, LLC | NC | Franklin | INV4 | OP | Solar Photovoltaic | PV | IPP Non-CHP | 2 | 0.5 | 0.5 | 0.5 | 3 | 2013 |  |  |  | Y | [6 empty] | 180 | 25 | 0.7 | Y | [5 empty] | N |  | N |  | NC
61060 | Cypress Creek Renewables | 58803 | Kenansville Solar 2, LLC | NC | Duplin | INV1 | OP | Solar Photovoltaic | PV | IPP Non-CHP | 2 | 2 | 2 | 2 | 3 | 2016 |  |  |  | Y | [6 empty] | 180 | 20 | 2 | Y | [5 empty] | N |  | N |  | NC
61119 | SRE Utility Solar 1, LLC | 58805 | Samarcand Solar Farm, LLC | NC | Moore | INV1 | OP | Solar Photovoltaic | PV | IPP Non-CHP | 2 | 0.5 | 0.5 | 0.5 | 12 | 2014 |  |  |  | Y | [6 empty] | 180 | 20 | 0.6 | Y | [5 empty] | N |  | N |  | NC
61119 | SRE Utility Solar 1, LLC | 58805 | Samarcand Solar Farm, LLC | NC | Moore | INV10 | OP | Solar Photovoltaic | PV | IPP Non-CHP | 2 | 0.5 | 0.5 | 0.5 | 12 | 2014 |  |  |  | Y | [6 empty] | 180 | 20 | 0.6 | Y | [5 empty] | N |  | N |  | NC
61119 | SRE Utility Solar 1, LLC | 58805 | Samarcand Solar Farm, LLC | NC | Moore | INV2 | OP | Solar Photovoltaic | PV | IPP Non-CHP | 2 | 0.5 | 0.5 | 0.5 | 12 | 2014 |  |  |  | Y | [6 empty] | 180 | 20 | 0.6 | Y | [5 empty] | N |  | N |  | NC
61119 | SRE Utility Solar 1, LLC | 58805 | Samarcand Solar Farm, LLC | NC | Moore | INV3 | OP | Solar Photovoltaic | PV | IPP Non-CHP | 2 | 0.5 | 0.5 | 0.5 | 12 | 2014 |  |  |  | Y | [6 empty] | 180 | 20 | 0.6 | Y | [5 empty] | N |  | N |  | NC
61119 | SRE Utility Solar 1, LLC | 58805 | Samarcand Solar Farm, LLC | NC | Moore | INV4 | OP | Solar Photovoltaic | PV | IPP Non-CHP | 2 | 0.5 | 0.5 | 0.5 | 12 | 2014 |  |  |  | Y | [6 empty] | 180 | 20 | 0.6 | Y | [5 empty] | N |  | N |  | NC
61119 | SRE Utility Solar 1, LLC | 58805 | Samarcand Solar Farm, LLC | NC | Moore | INV5 | OP | Solar Photovoltaic | PV | IPP Non-CHP | 2 | 0.5 | 0.5 | 0.5 | 12 | 2014 |  |  |  | Y | [6 empty] | 180 | 20 | 0.6 | Y | [5 empty] | N |  | N |  | NC
61119 | SRE Utility Solar 1, LLC | 58805 | Samarcand Solar Farm, LLC | NC | Moore | INV6 | OP | Solar Photovoltaic | PV | IPP Non-CHP | 2 | 0.5 | 0.5 | 0.5 | 12 | 2014 |  |  |  | Y | [6 empty] | 180 | 20 | 0.6 | Y | [5 empty] | N |  | N |  | NC
61119 | SRE Utility Solar 1, LLC | 58805 | Samarcand Solar Farm, LLC | NC | Moore | INV7 | OP | Solar Photovoltaic | PV | IPP Non-CHP | 2 | 0.5 | 0.5 | 0.5 | 12 | 2014 |  |  |  | Y | [6 empty] | 180 | 20 | 0.6 | Y | [5 empty] | N |  | N |  | NC
61119 | SRE Utility Solar 1, LLC | 58805 | Samarcand Solar Farm, LLC | NC | Moore | INV8 | OP | Solar Photovoltaic | PV | IPP Non-CHP | 2 | 0.5 | 0.5 | 0.5 | 12 | 2014 |  |  |  | Y | [6 empty] | 180 | 20 | 0.6 | Y | [5 empty] | N |  | N |  | NC
61119 | SRE Utility Solar 1, LLC | 58805 | Samarcand Solar Farm, LLC | NC | Moore | INV9 | OP | Solar Photovoltaic | PV | IPP Non-CHP | 2 | 0.5 | 0.5 | 0.5 | 12 | 2014 |  |  |  | Y | [6 empty] | 180 | 20 | 0.6 | Y | [5 empty] | N |  | N |  | NC
61119 | SRE Utility Solar 1, LLC | 58806 | Albemarle Solar Center LLC | NC | Lenoir | ASC1 | OP | Solar Photovoltaic | PV | IPP Non-CHP | 2 | 5 | 5 | 5 | 12 | 2014 |  |  |  | Y | [6 empty] | 180 | 25 | 6.6 | Y | [5 empty] | N |  | N |  | NC
61060 | Cypress Creek Renewables | 58807 | Boseman Solar Center LLC | NC | Nash | BSC1 | OP | Solar Photovoltaic | PV | IPP Non-CHP | 2 | 5 | 5 | 5 | 12 | 2014 |  | N |  | Y | [6 empty] | 180 | 20 | 6.4 | Y | [5 empty] | N |  | N |  | NC
61060 | Cypress Creek Renewables | 58808 | Flemming Solar Center LLC | NC | Pitt | FSC1 | OP | Solar Photovoltaic | PV | IPP Non-CHP | 2 | 5 | 5 | 5 | 12 | 2014 |  |  |  | Y | [6 empty] | 180 | 20 | 6.4 | Y | [5 empty] | N |  | N |  | NCDOM
61119 | SRE Utility Solar 1, LLC | 58809 | Littlefield Solar Center LLC | NC | Pitt | LSC1 | OP | Solar Photovoltaic | PV | IPP Non-CHP | 2 | 5 | 5 | 5 | 12 | 2015 |  |  |  | Y | [6 empty] | 180 | 25 | 6.4 | Y | [5 empty] | N |  | N |  | NCDOM
61060 | Cypress Creek Renewables | 58810 | Rams Horn Solar Center LLC | NC | Pitt | RHSC1 | OP | Solar Photovoltaic | PV | IPP Non-CHP | 2 | 5 | 5 | 5 | 12 | 2014 |  |  |  | Y | [5 empty] | N | 180 | 20 | 6.4 | Y | [5 empty] | N |  | N |  | NCDOM
61060 | Cypress Creek Renewables | 58812 | Upchurch Solar Center LLC | NC | Wilson | USC1 | OP | Solar Photovoltaic | PV | IPP Non-CHP | 2 | 5 | 5 | 5 | 12 | 2014 |  |  |  | Y | [6 empty] | 180 | 20 | 6.4 | Y | [5 empty] | N |  | N |  | NC
58696 | Ignite Solar Holdings LLC | 58814 | Shasta Solar Farm | CA | Shasta | GENA | OP | Solar Photovoltaic | PV | IPP Non-CHP | 2 | 1.5 | 1.5 | 1.5 | 3 | 2014 |  | Y | [8 empty] | 90 |  | 2.2 | Y | [5 empty] | N |  | N |  | CA
58696 | Ignite Solar Holdings LLC | 58814 | Shasta Solar Farm | CA | Shasta | GENB | OP | Solar Photovoltaic | PV | IPP Non-CHP | 2 | 1.5 | 1.5 | 1.5 | 3 | 2014 |  | Y | [8 empty] | 90 |  | 2.2 | Y | [5 empty] | N |  | N |  | CA
56997 | Marina Energy LLC | 58822 | Millville City Sewer Auth WTP | NJ | Cumberland | U1BB | OP | Solar Photovoltaic | PV | Commercial Non-CHP | 4 | 0.8 | 0.8 | 0.8 | 3 | 2013 |  |  |  | Y | [6 empty] | 180 | 20 | 1 | Y | [5 empty] | N |  | N |  | NJ
56997 | Marina Energy LLC | 58822 | Millville City Sewer Auth WTP | NJ | Cumberland | U2DB | OP | Solar Photovoltaic | PV | Commercial Non-CHP | 4 | 0.5 | 0.5 | 0.5 | 3 | 2013 |  |  |  | Y | [6 empty] | 180 | 20 | 0.5 | Y | [5 empty] | N |  | N |  | NJ
59380 | Enel Green Power NA, Inc. | 58824 | Sheldon Solar | VT | Franklin | I402 | OP | Solar Photovoltaic | PV | IPP Non-CHP | 2 | 2.3 | 2.3 | 2.3 | 9 | 2013 |  |  |  | Y | [6 empty] | 180 | 30 | 2.5 | Y | [5 empty] | N |  | N |  | VT
61060 | Cypress Creek Renewables | 58828 | Apple One | NC | Catawba | PV1 | OP | Solar Photovoltaic | PV | IPP Non-CHP | 2 | 5 | 5 | 5 | 10 | 2015 |  |  |  | Y | [6 empty] | 180 | 20 | 6.4 | Y | [5 empty] | N |  | N |  | NC
59462 | Heelstone Energy Holdings, LLC | 58829 | Sonne Two | NC | Catawba | PV1 | OP | Solar Photovoltaic | PV | IPP Non-CHP | 2 | 5 | 5 | 5 | 12 | 2016 |  |  |  | Y | [6 empty] | 180 | 20 | 6.9 | Y | [5 empty] | N |  | N |  | NC
58661 | Sustainable Power Group, LLC | 58831 | Redcrest Solar Farm | CA | Kern | PV-1 | OP | Solar Photovoltaic | PV | IPP Non-CHP | 2 | 16.6 | 16.6 | 16.6 | 10 | 2015 |  | Y | [8 empty] | 90 |  | 20.9 |  | Y |  |  |  |  | N |  | N |  | CA
58705 | Washington Gas Energy Systems | 58832 | Cogenra - TEP | AZ | Pima | CTEP | OP | Solar Photovoltaic | PV | IPP Non-CHP | 2 | 1 | 1 | 0.7 | 7 | 2014 | N | Y |  |  |  | N |  |  |  |  | 180 | 0 | 1 | Y | [5 empty] | Y | 1 | N |  | AZ
59146 | Red Horse 2 | 58833 | Red Horse 2 | AZ | Cochise | RH2S | OP | Solar Photovoltaic | PV | IPP Non-CHP | 2 | 51 | 51 | 51 | 8 | 2015 |  | Y | [8 empty] | 90 |  | 75.9 | Y | [5 empty] | N |  | N |  | AZ
58721 | Solar Sudbury One LF LLC | 58839 | Sudbury Landfill | MA | Middlesex | INV1 | OP | Solar Photovoltaic | PV | IPP Non-CHP | 2 | 0.5 | 0.5 | 0.5 | 12 | 2013 |  |  |  | Y | [6 empty] | 180 | 25 | 0.6 | Y | [5 empty] | N |  | Y | 0.5 | MA
58721 | Solar Sudbury One LF LLC | 58839 | Sudbury Landfill | MA | Middlesex | INV2 | OP | Solar Photovoltaic | PV | IPP Non-CHP | 2 | 0.3 | 0.3 | 0.3 | 12 | 2013 |  |  |  | Y | [6 empty] | 180 | 25 | 0.4 | Y | [5 empty] | N |  | Y | 0.4 | MA
58721 | Solar Sudbury One LF LLC | 58839 | Sudbury Landfill | MA | Middlesex | INV3 | OP | Solar Photovoltaic | PV | IPP Non-CHP | 2 | 0.5 | 0.5 | 0.5 | 12 | 2013 |  |  |  | Y | [6 empty] | 180 | 25 | 0.6 | Y | [5 empty] | N |  | Y | 0.5 | MA
61119 | SRE Utility Solar 1, LLC | 58840 | Kenansville Solar Farm, LLC | NC | Duplin | INV1 | OP | Solar Photovoltaic | PV | IPP Non-CHP | 2 | 0.5 | 0.5 | 0.5 | 12 | 2014 |  |  |  | Y | [6 empty] | 180 | 20 | 0.6 | Y | [5 empty] | N |  | N |  | NC
61119 | SRE Utility Solar 1, LLC | 58840 | Kenansville Solar Farm, LLC | NC | Duplin | INV2 | OP | Solar Photovoltaic | PV | IPP Non-CHP | 2 | 0.5 | 0.5 | 0.5 | 12 | 2014 |  |  |  | Y | [6 empty] | 180 | 20 | 0.6 | Y | [5 empty] | N |  | N |  | NC
61119 | SRE Utility Solar 1, LLC | 58840 | Kenansville Solar Farm, LLC | NC | Duplin | INV3 | OP | Solar Photovoltaic | PV | IPP Non-CHP | 2 | 0.5 | 0.5 | 0.5 | 12 | 2014 |  |  |  | Y | [6 empty] | 180 | 20 | 0.6 | Y | [5 empty] | N |  | N |  | NC
61119 | SRE Utility Solar 1, LLC | 58840 | Kenansville Solar Farm, LLC | NC | Duplin | INV4 | OP | Solar Photovoltaic | PV | IPP Non-CHP | 2 | 0.5 | 0.5 | 0.5 | 12 | 2014 |  |  |  | Y | [6 empty] | 180 | 20 | 0.6 | Y | [5 empty] | N |  | N |  | NC
61119 | SRE Utility Solar 1, LLC | 58840 | Kenansville Solar Farm, LLC | NC | Duplin | INV5 | OP | Solar Photovoltaic | PV | IPP Non-CHP | 2 | 0.5 | 0.5 | 0.5 | 12 | 2014 |  |  |  | Y | [6 empty] | 180 | 20 | 0.6 | Y | [5 empty] | N |  | N |  | NC
61119 | SRE Utility Solar 1, LLC | 58840 | Kenansville Solar Farm, LLC | NC | Duplin | INV6 | OP | Solar Photovoltaic | PV | IPP Non-CHP | 2 | 0.5 | 0.5 | 0.5 | 12 | 2014 |  |  |  | Y | [6 empty] | 180 | 20 | 0.6 | Y | [5 empty] | N |  | N |  | NC
61119 | SRE Utility Solar 1, LLC | 58840 | Kenansville Solar Farm, LLC | NC | Duplin | INV7 | OP | Solar Photovoltaic | PV | IPP Non-CHP | 2 | 0.5 | 0.5 | 0.5 | 12 | 2014 |  |  |  | Y | [6 empty] | 180 | 20 | 0.6 | Y | [5 empty] | N |  | N |  | NC
61119 | SRE Utility Solar 1, LLC | 58840 | Kenansville Solar Farm, LLC | NC | Duplin | INV8 | OP | Solar Photovoltaic | PV | IPP Non-CHP | 2 | 0.5 | 0.5 | 0.5 | 12 | 2014 |  |  |  | Y | [6 empty] | 180 | 20 | 0.6 | Y | [5 empty] | N |  | N |  | NC
61119 | SRE Utility Solar 1, LLC | 58840 | Kenansville Solar Farm, LLC | NC | Duplin | INV9 | OP | Solar Photovoltaic | PV | IPP Non-CHP | 2 | 0.5 | 0.5 | 0.5 | 12 | 2014 |  |  |  | Y | [6 empty] | 180 | 20 | 0.6 | Y | [5 empty] | N |  | N |  | NC
58711 | Gato Montes Solar, LLC | 58842 | Gato Montes Solar, LLC | AZ | Pima | 1 | OP | Solar Photovoltaic | PV | IPP Non-CHP | 2 | 5 | 5 | 5 | 12 | 2012 |  |  |  | Y | [6 empty] | 180 | 20 | 6.1 |  |  |  |  | Y |  | N |  | N |  | AZ
58712 | Bethel Price Solar, LLC | 58843 | Bethel Price Solar, LLC | NC | Pitt | 1 | OP | Solar Photovoltaic | PV | IPP Non-CHP | 2 | 5 | 3.2 | 3.2 | 12 | 2014 |  | Y | [8 empty] | 180 |  | 7 | Y | [5 empty] | N |  | N |  | NCDOM
58713 | Dogwood Solar, LLC | 58844 | Dogwood Solar, LLC | NC | Halifax | 1 | OP | Solar Photovoltaic | PV | IPP Non-CHP | 2 | 20 | 20 | 20 | 11 | 2014 |  | Y | [8 empty] | 180 |  | 27.8 | Y | [5 empty] | N |  | N |  | NCDOM
58714 | Washington Airport Solar, LLC | 58845 | Washington Airport Solar LLC | NC | Beaufort | 1 | OP | Solar Photovoltaic | PV | IPP Non-CHP | 2 | 5 | 5 | 5 | 2 | 2014 |  |  |  | Y | [6 empty] | 180 | 25 | 7 | Y | [5 empty] | N |  | N |  | NCDOM
58715 | Washington Millfield Solar, LLC | 58846 | Washington Millfield Solar, LLC | NC | Beaufort | 1 | OP | Solar Photovoltaic | PV | IPP Non-CHP | 2 | 5 | 5 | 5 | 12 | 2013 |  |  |  | Y | [6 empty] | 180 | 25 | 7 | Y | [5 empty] | N |  | N |  | NCDOM
58716 | Windsor Cooper Hill Solar, LLC | 58847 | Windsor Cooper HIill Solar, LLC | NC | Bertie | 1 | OP | Solar Photovoltaic | PV | IPP Non-CHP | 2 | 5 | 5 | 5 | 8 | 2015 |  | Y | [8 empty] | 180 |  | 7 | Y | [5 empty] | N |  | N |  | NCDOM
3046 | Duke Energy Progress - (NC) | 58848 | Warsaw Farm | NC | Duplin | 1 | OP | Solar Photovoltaic | PV | Electric Utility | 1 | 65 | 65 | 65 | 12 | 2015 |  |  |  | Y | [6 empty] | 180 | 20 | 65 |  | Y |  |  |  |  | N |  | N |  | NC
58724 | Castalia Solar LLC | 58849 | Castalia Solar | NC | Nash | 1 | OP | Solar Photovoltaic | PV | IPP Non-CHP | 2 | 2 | 2 | 2 | 6 | 2014 |  |  |  | Y | [6 empty] | 180 | 20 | 2.7 | Y | [5 empty] | N |  | N |  | NC
58726 | Oakboro Farm LLC | 58851 | Oakboro Farm | NC | Scotland | 1 | OP | Solar Photovoltaic | PV | IPP Non-CHP | 2 | 5 | 5 | 5 | 9 | 2014 |  |  |  | Y | [6 empty] | 180 | 25 | 6.4 | Y | [5 empty] | N |  | N |  | NC
58728 | McKenzie Farm LLC | 58853 | McKenzie Farm | NC | Columbus | 1 | OP | Solar Photovoltaic | PV | IPP Non-CHP | 2 | 5 | 5 | 5 | 12 | 2013 |  |  |  | Y | [6 empty] | 180 | 20 | 7.1 | Y | [5 empty] | N |  | N |  | NC
58729 | Nash 58 Farm LLC | 58854 | Nash 58 Farm | NC | Nash | 1 | OP | Solar Photovoltaic | PV | IPP Non-CHP | 2 | 5 | 5 | 5 | 11 | 2013 |  |  |  | Y | [6 empty] | 180 | 25 | 6.5 | Y | [5 empty] | N |  | N |  | NC
58730 | Nash 64 Farm LLC | 58855 | Nash 64 Farm | NC | Nash | 1 | OP | Solar Photovoltaic | PV | IPP Non-CHP | 2 | 5 | 5 | 5 | 8 | 2014 |  |  |  | Y | [6 empty] | 180 | 20 | 6.3 | Y | [5 empty] | N |  | N |  | NC
58732 | Pate Farm LLC | 58856 | Pate Farm | NC | Robeson | 1 | OP | Solar Photovoltaic | PV | IPP Non-CHP | 2 | 5 | 5 | 5 | 11 | 2013 |  |  |  | Y | [6 empty] | 180 | 25 | 6.5 | Y | [5 empty] | N |  | N |  | NC
58740 | Erwin Farm LLC | 58859 | Erwin Farm | NC | Harnett | 1 | OP | Solar Photovoltaic | PV | IPP Non-CHP | 2 | 5 | 5 | 5 | 9 | 2014 |  |  |  | Y | [6 empty] | 180 | 20 | 5.1 | Y | [5 empty] | N |  | N |  | NC
58738 | Sigmon Catawba Farm LLC | 58861 | Sigmon Catawba Farm | NC | Catawba | 1 | OP | Solar Photovoltaic | PV | IPP Non-CHP | 2 | 5 | 5 | 5 | 6 | 2014 |  |  |  | Y | [6 empty] | 180 | 20 | 6.4 | Y | [5 empty] | N |  | N |  | NC
58736 | Wagstaff Farm LLC | 58862 | Wagstaff Farm 1 | NC | Person | 1 | OP | Solar Photovoltaic | PV | IPP Non-CHP | 2 | 5 | 5 | 5 | 11 | 2013 |  |  |  | Y | [6 empty] | 180 | 25 | 6.5 | Y | [5 empty] | N |  | N |  | NC
58735 | Waco Farm LLC | 58863 | Waco Farm | NC | Cleveland | 1 | OP | Solar Photovoltaic | PV | IPP Non-CHP | 2 | 5 | 5 | 5 | 11 | 2013 |  |  |  | Y | [6 empty] | 180 | 20 | 6.5 | Y | [5 empty] | N |  | N |  | NC
61060 | Cypress Creek Renewables | 58864 | Sunfish Farm | NC | Wake | 1 | OP | Solar Photovoltaic | PV | IPP Non-CHP | 2 | 5 | 5 | 5 | 12 | 2015 |  |  |  | Y | [6 empty] | 180 | 20 | 6.4 | Y | [5 empty] | N |  | N |  | NC
58743 | Garrell Solar Farm LLC | 58866 | Garrell Solar Farm | NC | Columbus | 1 | OP | Solar Photovoltaic | PV | IPP Non-CHP | 2 | 5 | 5 | 5 | 11 | 2013 |  |  |  | Y | [6 empty] | 180 | 25 | 5.2 | Y | [5 empty] | N |  | N |  | NC
58744 | Angier Farm LLC | 58867 | Angier Farm | NC | Harnett | 1 | OP | Solar Photovoltaic | PV | IPP Non-CHP | 2 | 5 | 5 | 5 | 12 | 2013 |  |  |  | Y | [6 empty] | 180 | 20 | 5.7 | Y | [5 empty] | N |  | N |  | NC
58745 | Blandenboro Farm LLC | 58868 | Bladenboro Farm | NC | Bladen | 1 | OP | Solar Photovoltaic | PV | IPP Non-CHP | 2 | 5 | 5 | 5 | 10 | 2013 |  |  |  | Y | [6 empty] | 186 | 25 | 5 | Y | [5 empty] | N |  | N |  | NC
59139 | SunEdison LLC | 58871 | Berkley East Solar LLC | MA | Bristol | 1 | OP | Solar Photovoltaic | PV | IPP Non-CHP | 2 | 3 | 2.9 | 2.9 | 7 | 2013 |  |  |  | Y | [6 empty] | 0 | 0 | 3.8 | Y | [5 empty] | N |  | N |  | MA
61119 | SRE Utility Solar 1, LLC | 58874 | Dement Farm LLC | NC | Vance | DF1 | OP | Solar Photovoltaic | PV | IPP Non-CHP | 2 | 5 | 4.9 | 4.9 | 8 | 2013 |  |  |  | Y | [6 empty] | 180 | 20 | 6.5 | Y | [5 empty] | N |  | N |  | NC
15477 | Public Service Elec & Gas Co | 58877 | Kinsley Landfill Solar | NJ | Gloucester | KINS | OP | Solar Photovoltaic | PV | Electric Utility | 1 | 8.6 | 8.6 | 8.6 | 1 | 2015 |  |  |  | Y | [6 empty] | 180 | 10 | 11.2 | Y | [5 empty] | N |  | N |  | NJ
61119 | SRE Utility Solar 1, LLC | 58879 | Duplin Solar LLC | NC | Duplin | DF | OP | Solar Photovoltaic | PV | IPP Non-CHP | 2 | 5 | 4.9 | 4.9 | 12 | 2013 |  |  |  | Y | [6 empty] | 180 | 25 | 6.5 | Y | [5 empty] | N |  | N |  | NC
61119 | SRE Utility Solar 1, LLC | 58880 | North Carolina Solar III LLC | NC | Scotland | NCIII | OP | Solar Photovoltaic | PV | IPP Non-CHP | 2 | 4.9 | 4.9 | 4.9 | 12 | 2013 |  |  |  | Y | [6 empty] | 180 | 25 | 6.4 | Y | [5 empty] | N |  | N |  | NC
58753 | Sunlight General Morris Solar LLC | 58881 | County College of Morris | NJ | Morris | PV01 | OP | Solar Photovoltaic | PV | Commercial Non-CHP | 4 | 2.9 | 2.9 | 2.9 | 11 | 2013 |  |  |  | Y | [7 empty] | 10 | 3.4 | Y | [5 empty] | Y | 3.4 | N |  | NJ
58754 | Sunlight General Mercer Solar LLC | 58882 | Mercer County Community College | NJ | Mercer | PV01 | OP | Solar Photovoltaic | PV | Commercial Non-CHP | 4 | 7.5 | 7.5 | 7.5 | 9 | 2013 |  |  |  | Y | [6 empty] | 180 | 30 | 8.3 | Y | [5 empty] | Y | 8.3 | N |  | NJ
58759 | Perpetual Energy Systems | 58889 | ASTI | CA | Sonoma | ASTI | OP | Solar Photovoltaic | PV | IPP Non-CHP | 2 | 1 | 1 | 1 | 2 | 2009 |  |  |  | Y | [6 empty] | 24 | 0 | 1.2 | Y | [5 empty] | N |  | N |  | CA
58759 | Perpetual Energy Systems | 58890 | Beringer | CA | Sonoma | BERI | OP | Solar Photovoltaic | PV | IPP Non-CHP | 2 | 1.2 | 1.1 | 0.6 | 1 | 2009 |  |  |  | Y | [6 empty] | 26 | 0 | 1.3 | Y | [5 empty] | N |  | N |  | CA
60898 | Axium US Solar Holdings LLC | 58892 | Camilla Solar Plant | GA | Mitchell | CMLA | OP | Solar Photovoltaic | PV | IPP Non-CHP | 2 | 16 | 16 | 17.6 | 11 | 2013 |  |  |  | Y | [6 empty] | 180 | 30 | 20.3 | Y | [5 empty] | N |  | N |  | GA
60898 | Axium US Solar Holdings LLC | 58893 | Camp Solar Plant | GA | Meriwether | CAMP | OP | Solar Photovoltaic | PV | IPP Non-CHP | 2 | 2.4 | 2.4 | 2.6 | 12 | 2013 |  |  |  | Y | [6 empty] | 180 | 30 | 3.2 | Y | [5 empty] | N |  | N |  | GA
58769 | Sunlight General Somerset Solar LLC | 58896 | Patriots Stadium | NJ | Somerset | PV01 | OP | Solar Photovoltaic | PV | Commercial Non-CHP | 4 | 1 | 1 | 1 | 9 | 2013 |  |  |  | Y | [6 empty] | 197 | 10 | 1 | Y | [5 empty] | Y | 1 | N |  | NJ
15473 | Public Service Co of NM | 58899 | Prosperity Energy Storage Facility | NM | Bernalillo | GEN-1 | OP | Solar Photovoltaic | PV | Electric Utility | 1 | 0.5 | 0.5 | 0.5 | 9 | 2011 |  |  |  | Y | [6 empty] | 180 | 25 | 0.5 | Y | [5 empty] | N |  | N |  | NM
58775 | Sol Orchard San Diego 22 LLC | 58906 | Valley Center 1 | CA | San Diego | VC1 | OP | Solar Photovoltaic | PV | IPP Non-CHP | 2 | 2.5 | 2.5 | 2.5 | 12 | 2013 |  | Y | [8 empty] | 0 | 45 | 3.4 | Y | [5 empty] | N |  | N |  | CA
58776 | Sol Orchard San Diego 23 LLC | 58907 | Valley Center 2 | CA | San Diego | VC2 | OP | Solar Photovoltaic | PV | IPP Non-CHP | 2 | 5 | 5 | 5 | 12 | 2013 |  | Y | [8 empty] | 0 | 45 | 6.8 | Y | [5 empty] | N |  | N |  | CA
58786 | Sol Orchard San Diego 20 LLC | 58909 | Ramona 1 | CA | San Diego | RAM1 | OP | Solar Photovoltaic | PV | IPP Non-CHP | 2 | 2 | 2 | 2 | 12 | 2013 |  | Y | [8 empty] | 0 | 45 | 2.7 | Y | [5 empty] | N |  | N |  | CA
58787 | Sol Orchard San Diego 21 LLC | 58911 | Ramona 2 | CA | San Diego | RAM2 | OP | Solar Photovoltaic | PV | IPP Non-CHP | 2 | 5 | 5 | 5 | 12 | 2013 |  | Y | [8 empty] | 0 | 45 | 6.6 | Y | [5 empty] | N |  | N |  | CA
57104 | Golden Springs Development Company LLC | 58912 | Santa Fe Springs Rooftop Solar BLDG M | CA | Los Angeles | 1 | OP | Solar Photovoltaic | PV | IPP Non-CHP | 2 | 1.8 | 1.8 | 1.8 | 3 | 2015 |  | N |  | Y | [6 empty] | 180 | 10 | 2.3 | Y | [5 empty] | N |  | N |  | CA
57104 | Golden Springs Development Company LLC | 58913 | Santa Fe Springs Rooftop Solar BLDG H | CA | Los Angeles | 1 | OP | Solar Photovoltaic | PV | IPP Non-CHP | 2 | 1.5 | 1.5 | 1.5 | 3 | 2015 |  | Y |  | N | [6 empty] | 180 | 10 | 2 | Y | [5 empty] | N |  | N |  | CA
58790 | Copper Mountain Solar 3, LLC | 58915 | Copper Mountain Solar 3 | NV | Clark | 1 | OP | Solar Photovoltaic | PV | IPP Non-CHP | 2 | 26 | 26 | 26 | 5 | 2014 |  |  |  | Y | [6 empty] | 180 | 16 | 31.3 | Y | [5 empty] | N |  | N |  | NV
58790 | Copper Mountain Solar 3, LLC | 58915 | Copper Mountain Solar 3 | NV | Clark | 10 | OP | Solar Photovoltaic | PV | IPP Non-CHP | 2 | 21 | 21 | 21 | 1 | 2015 |  |  |  | Y | [6 empty] | 180 | 16 | 25.7 | Y | [5 empty] | N |  | N |  | NV
58790 | Copper Mountain Solar 3, LLC | 58915 | Copper Mountain Solar 3 | NV | Clark | 2 | OP | Solar Photovoltaic | PV | IPP Non-CHP | 2 | 27 | 27 | 27 | 6 | 2014 |  |  |  | Y | [6 empty] | 180 | 16 | 32.6 | Y | [5 empty] | N |  | N |  | NV
58790 | Copper Mountain Solar 3, LLC | 58915 | Copper Mountain Solar 3 | NV | Clark | 3 | OP | Solar Photovoltaic | PV | IPP Non-CHP | 2 | 26 | 26 | 26 | 7 | 2014 |  |  |  | Y | [6 empty] | 180 | 16 | 31.6 | Y | [5 empty] | N |  | N |  | NV
58790 | Copper Mountain Solar 3, LLC | 58915 | Copper Mountain Solar 3 | NV | Clark | 4 | OP | Solar Photovoltaic | PV | IPP Non-CHP | 2 | 28 | 28 | 28 | 8 | 2014 |  |  |  | Y | [6 empty] | 180 | 16 | 34 | Y | [5 empty] | N |  | N |  | NV
58790 | Copper Mountain Solar 3, LLC | 58915 | Copper Mountain Solar 3 | NV | Clark | 5 | OP | Solar Photovoltaic | PV | IPP Non-CHP | 2 | 25 | 25 | 25 | 9 | 2014 |  |  |  | Y | [6 empty] | 180 | 16 | 30.6 | Y | [5 empty] | N |  | N |  | NV
58790 | Copper Mountain Solar 3, LLC | 58915 | Copper Mountain Solar 3 | NV | Clark | 6 | OP | Solar Photovoltaic | PV | IPP Non-CHP | 2 | 26 | 26 | 26 | 10 | 2014 |  |  |  | Y | [6 empty] | 180 | 16 | 32 | Y | [5 empty] | N |  | N |  | NV
58790 | Copper Mountain Solar 3, LLC | 58915 | Copper Mountain Solar 3 | NV | Clark | 7 | OP | Solar Photovoltaic | PV | IPP Non-CHP | 2 | 26 | 26 | 26 | 10 | 2014 |  |  |  | Y | [6 empty] | 180 | 16 | 32 | Y | [5 empty] | N |  | N |  | NV
58790 | Copper Mountain Solar 3, LLC | 58915 | Copper Mountain Solar 3 | NV | Clark | 8 | OP | Solar Photovoltaic | PV | IPP Non-CHP | 2 | 26 | 26 | 26 | 12 | 2014 |  |  |  | Y | [6 empty] | 180 | 16 | 32 | Y | [5 empty] | N |  | N |  | NV
58790 | Copper Mountain Solar 3, LLC | 58915 | Copper Mountain Solar 3 | NV | Clark | 9 | OP | Solar Photovoltaic | PV | IPP Non-CHP | 2 | 24 | 24 | 24 | 1 | 2015 |  |  |  | Y | [6 empty] | 180 | 16 | 29.4 | Y | [5 empty] | N |  | N |  | NV
57124 | Nautilus Solar WPU LLC | 58917 | Tioga Solar Morris County 1 LLC | NJ | Morris | MMIR | OP | Solar Photovoltaic | PV | Commercial Non-CHP | 4 | 1 | 1 | 1 | 2 | 2011 |  |  |  | Y | [5 empty] | N | 180 | 15 | 1.6 | Y | [5 empty] | X |  | X |  | NJ
61315 | Solarenewal LLC | 58918 | 2081 Terzian Solar Project | CA | Fresno | 2081 | OP | Solar Photovoltaic | PV | IPP Non-CHP | 2 | 1.2 | 1.2 | 1.2 | 2 | 2014 |  | Y | N | [7 empty] | 90 |  | 1.6 | Y | [5 empty] | N |  | N |  | CA
61315 | Solarenewal LLC | 58919 | 2127 Harris Solar Project | CA | Butte | 2127 | OP | Solar Photovoltaic | PV | IPP Non-CHP | 2 | 1.3 | 1.3 | 1.3 | 4 | 2014 |  | Y | [8 empty] | 90 |  | 1.4 | Y | [5 empty] | N |  | N |  | CA
61315 | Solarenewal LLC | 58920 | 2097 Helton Solar Project | CA | Merced | 2097 | OP | Solar Photovoltaic | PV | IPP Non-CHP | 2 | 1.5 | 1.5 | 1.5 | 4 | 2014 |  | Y | [8 empty] | 90 |  | 2 | Y | [5 empty] | N |  | N |  | CA
58801 | Integrys MA Solar, LLC | 58934 | Integrys MA Solar, LLC - Ashburnham Site | MA | Worcester | ASH-R | OP | Solar Photovoltaic | PV | IPP Non-CHP | 2 | 2.6 | 2.6 | 2.6 | 12 | 2013 |  |  |  | Y | [6 empty] | 180 | 10 | 3.7 | Y | [5 empty] | N |  | N |  | MA
58801 | Integrys MA Solar, LLC | 58934 | Integrys MA Solar, LLC - Ashburnham Site | MA | Worcester | ASH10 | OP | Solar Photovoltaic | PV | IPP Non-CHP | 2 | 0.3 | 0.3 | 0.3 | 12 | 2013 |  |  |  | Y | [6 empty] | 180 | 10 | 0.3 | Y | [5 empty] | N |  | N |  | MA
58800 | Cross Pollination Inc | 58935 | Open View Solar Farm | VT | Addison | PV | OP | Solar Photovoltaic | PV | IPP Non-CHP | 2 | 2 | 1.9 | 1.9 | 9 | 2013 |  |  |  | Y | [6 empty] | 180 | 25 | 2.5 | Y | [5 empty] | N |  | N |  | VT
58802 | Walpole Solar 2, LLC | 58936 | Walpole Solar 2 | MA | Norfolk | WLPL1 | OP | Solar Photovoltaic | PV | IPP Non-CHP | 2 | 2.4 | 2.4 | 2.4 | 4 | 2014 |  |  |  | Y | [6 empty] | 180 | 25 | 2.9 | Y | [5 empty] | Y | 2.4 | N |  | MA
58803 | Gardner Solar 1, LLC | 58937 | Gardner Solar 1 | MA | Worcester | GRDN1 | OP | Solar Photovoltaic | PV | IPP Non-CHP | 2 | 2 | 2 | 2 | 5 | 2014 |  |  |  | Y | [6 empty] | 180 | 25 | 2.5 | Y | [5 empty] | Y | 2.5 | N |  | MA
58808 | Rockville Solar I LLC | 58942 | Rockville Solar I LLC | IN | Marion | RVSI | OP | Solar Photovoltaic | PV | IPP Non-CHP | 2 | 2.8 | 2.8 | 2.8 | 4 | 2014 |  |  |  | Y | [6 empty] | 180 | 25 | 3.1 | Y | [5 empty] | N |  | N |  | IN
59369 | HXOap Solar One, LLC | 58943 | Halifax | NC | Halifax | 1 | OP | Solar Photovoltaic | PV | IPP Non-CHP | 2 | 20 | 20 | 20 | 12 | 2014 |  |  |  | Y | [6 empty] | 180 | 20 | 29 | Y | [5 empty] | N |  | N |  | NCDOM
58812 | GLT Cloverdale Solar LLC | 58949 | Cloverdale Solar I | CA | Sonoma | TBD | OP | Solar Photovoltaic | PV | IPP Non-CHP | 2 | 1.5 | 1.5 | 1.5 | 6 | 2014 |  |  |  | Y | [6 empty] | 180 | 25 | 1.7 | Y | [5 empty] | N |  | N |  | CA
58815 | KDC Solar RTC LLC | 58951 | Delilah Road Landfill | NJ | Atlantic | DRLS | OP | Solar Photovoltaic | PV | IPP Non-CHP | 2 | 8.5 | 8.5 | 8.5 | 10 | 2016 |  |  |  | Y | [6 empty] | 180 | 15 | 10.7 | Y | [5 empty] | N |  | N |  | NJ
58816 | Dessie Solar Center LLC | 58952 | Dessie Solar Center LLC | NC | Columbus | DESS | OP | Solar Photovoltaic | PV | IPP Non-CHP | 2 | 4.8 | 4.8 | 4.8 | 11 | 2014 |  |  |  | Y | [6 empty] | 180 | 22 | 6.5 | Y | [5 empty] | N |  | N |  | NC
58817 | Rockville Solar II, LLC | 58953 | Rockville Solar II, LLC | IN | Marion | RVSII | OP | Solar Photovoltaic | PV | IPP Non-CHP | 2 | 2.7 | 2.7 | 2.7 | 8 | 2014 |  |  |  | Y | [6 empty] | 180 | 10 | 3.2 | Y | [5 empty] | N |  | N |  | IN
60947 | Tesla Inc. | 58954 | Intel Folsom Phase 2 | CA | Sacramento | PV | OP | Solar Photovoltaic | PV | IPP Non-CHP | 2 | 1 | 1 | 1 | 10 | 2012 |  | Y | [8 empty] | 272 | 5 | 1.2 | Y | [5 empty] | Y | 1.2 | N |  | CA
58818 | BearPond Solar Center LLC | 58955 | BearPond Solar Center LLC | NC | Vance | BEAR | OP | Solar Photovoltaic | PV | IPP Non-CHP | 2 | 4.8 | 4.8 | 4.8 | 12 | 2014 |  |  |  | Y | [6 empty] | 180 | 22 | 6.5 | Y | [5 empty] | N |  | N |  | NC
58820 | Shankle Solar Center LLC | 58956 | Shankle Solar Center LLC | NC | Hoke | SHAN | OP | Solar Photovoltaic | PV | IPP Non-CHP | 2 | 4.8 | 4.8 | 4.8 | 1 | 2015 |  |  |  | Y | [6 empty] | 180 | 22 | 6.6 | Y | [5 empty] | N |  | N |  | NC
58819 | Graham Solar Center LLC | 58957 | Graham Solar Center LLC | NC | Columbus | GRAH | OP | Solar Photovoltaic | PV | IPP Non-CHP | 2 | 4.8 | 4.8 | 4.8 | 12 | 2014 |  | N |  | Y | [6 empty] | 180 | 22 | 6.7 | Y | [5 empty] | N |  | N |  | NC
58822 | MC Power Companies Inc | 58959 | Butler Solar Power Project | MO | Bates | BSF1 | OP | Solar Photovoltaic | PV | IPP Non-CHP | 2 | 2.8 | 2.8 | 2.8 | 3 | 2014 |  |  |  | Y | [6 empty] | 180 | 32 | 3.2 | Y | [5 empty] | N |  | N |  | MO
60947 | Tesla Inc. | 58961 | Oregon University System OIT Klamath Fal | OR | Klamath | PV | OP | Solar Photovoltaic | PV | IPP Non-CHP | 2 | 2 | 2 | 2 | 1 | 2014 |  |  |  | Y | [6 empty] | 220 | 35 | 2 | Y | [5 empty] | Y | 2 | N |  | OR
60947 | Tesla Inc. | 58963 | Las Virgenes Municipal Water District | CA | Los Angeles | PV | OP | Solar Photovoltaic | PV | IPP Non-CHP | 2 | 1 | 1 | 1 | 2 | 2014 |  | Y | N | N | [6 empty] | 117 | 0 | 1.1 | Y | [5 empty] | Y | 1.1 | N |  | CA
58825 | WE 90 Technology Drive LLC | 58964 | Technology Drive Solar | VT | Windham | PV1 | OP | Solar Photovoltaic | PV | IPP Non-CHP | 2 | 2 | 2 | 2 | 9 | 2014 |  | Y | [8 empty] | 180 | 15 | 2.5 | Y | [5 empty] | N |  | N |  | VT
24211 | Tucson Electric Power Co | 58972 | Fort Huachuca Solar PV Project | AZ | Cochise | FHUA2 | OP | Solar Photovoltaic | PV | Electric Utility | 1 | 4.1 | 4.1 | 4.1 | 1 | 2017 |  |  |  | Y | [6 empty] | 180 | 25 | 5 |  | Y |  |  |  |  | N |  | N |  | AZ
24211 | Tucson Electric Power Co | 58972 | Fort Huachuca Solar PV Project | AZ | Cochise | FHUAC | OP | Solar Photovoltaic | PV | Electric Utility | 1 | 13.6 | 13.6 | 13.6 | 12 | 2014 |  |  |  | Y | [6 empty] | 180 | 25 | 17.2 | Y | [5 empty] | N |  | N |  | AZ
56769 | Consolidated Edison Development Inc. | 58973 | White River Solar 2 | CA | Tulare | W2CA | OP | Solar Photovoltaic | PV | IPP Non-CHP | 2 | 19.8 | 19.8 | 19.8 | 9 | 2014 |  | Y | [8 empty] | 0 | 0 | 26 | Y | [5 empty] | N |  | N |  | CA
58837 | Fairview Farms Solar LLC | 58974 | Fairview Farms Solar | MA | Franklin | PV1 | OP | Solar Photovoltaic | PV | IPP Non-CHP | 2 | 2 | 2.3 | 1.3 | 6 | 2014 |  |  |  | Y | [6 empty] | 180 | 25 | 2.3 | Y | [5 empty] | N |  | Y | 2.3 | MA
17650 | Southern Power Co | 58975 | Henrietta Solar Project | CA | Kings | PV1 | OP | Solar Photovoltaic | PV | IPP Non-CHP | 2 | 102 | 102 | 102 | 8 | 2016 |  | Y | [8 empty] | 90 |  | 127.9 | Y | [5 empty] | N |  | N |  | CA
58468 | Dominion Renewable Energy | 58983 | RE Camelot LLC | CA | Kern | 1 | OP | Solar Photovoltaic | PV | IPP Non-CHP | 2 | 45 | 45 | 45 | 12 | 2014 |  | Y | [8 empty] | 180 | 60 | 59.1 | Y |  |  |  |  | N | N |  | N |  | CA
58468 | Dominion Renewable Energy | 58984 | RE Adams East, LLC | CA | Fresno | 1 | OP | Solar Photovoltaic | PV | IPP Non-CHP | 2 | 19 | 19 | 19 | 12 | 2014 |  | Y | [8 empty] | 180 | 45 | 24.9 |  | Y |  |  |  |  | N |  | N |  | CA
58468 | Dominion Renewable Energy | 58985 | RE Kansas Solar, LLC | CA | Kings | 1 | OP | Solar Photovoltaic | PV | IPP Non-CHP | 2 | 20 | 20 | 20 | 12 | 2014 |  | Y | [8 empty] | 180 | 45 | 27.1 |  | Y |  |  |  |  | N |  | N |  | CA
58468 | Dominion Renewable Energy | 58986 | RE Old River One, LLC | CA | Kern | 1 | OP | Solar Photovoltaic | PV | IPP Non-CHP | 2 | 20 | 20 | 20 | 12 | 2014 |  | Y | [8 empty] | 180 | 45 | 26.8 |  | Y |  |  |  |  | N |  | N |  | CA
58468 | Dominion Renewable Energy | 58990 | RE Columbia Two, LLC | CA | Kern | 1 | OP | Solar Photovoltaic | PV | IPP Non-CHP | 2 | 15 | 15 | 15 | 12 | 2014 |  | Y | [8 empty] | 180 | 60 | 19.4 | Y | N |  |  |  | N | N |  | N |  | CA
58468 | Dominion Renewable Energy | 58991 | RE Kent South, LLC | CA | Kings | 1 | OP | Solar Photovoltaic | PV | IPP Non-CHP | 2 | 20 | 20 | 20 | 12 | 2014 |  | Y | [8 empty] | 180 | 45 | 26.3 |  | Y |  |  |  |  | N |  | N |  | CA
15477 | Public Service Elec & Gas Co | 59001 | Parkland Landfill Solar | NJ | Burlington | PARK | OP | Solar Photovoltaic | PV | Electric Utility | 1 | 7.8 | 7.8 | 7.8 | 1 | 2015 |  |  |  | Y | [6 empty] | 180 | 15 | 10.1 | Y | [5 empty] | N |  | N |  | NJ
58661 | Sustainable Power Group, LLC | 59008 | Woodmere Solar Farm | CA | Kern | PV1 | OP | Solar Photovoltaic | PV | IPP Non-CHP | 2 | 15 | 15 | 15 | 12 | 2015 |  | Y | [8 empty] | 90 |  | 18.8 |  | Y |  |  |  |  | N |  | N |  | CA
58661 | Sustainable Power Group, LLC | 59009 | Hayworth Solar | CA | Kern | PV1 | OP | Solar Photovoltaic | PV | IPP Non-CHP | 2 | 27 | 27 | 27 | 12 | 2015 |  | Y | [8 empty] | 90 |  | 33.3 |  | Y |  |  |  |  | N |  | N |  | CA
17650 | Southern Power Co | 59010 | Macho Springs | NM | Luna | MSS1 | OP | Solar Photovoltaic | PV | IPP Non-CHP | 2 | 52.2 | 52.2 | 52.2 | 5 | 2014 |  | Y |  | N | [6 empty] | 90 |  | 64.6 |  | Y |  |  |  |  | N |  | N |  | NM
58863 | Main Street Power | 59013 | Scituate PV | MA | Plymouth | SCT | OP | Solar Photovoltaic | PV | IPP Non-CHP | 2 | 2.5 | 2.5 | 2.5 | 10 | 2013 |  |  |  | Y | [6 empty] | 180 | 25 | 3 | Y | [5 empty] | N |  | N |  | MA
58863 | Main Street Power | 59014 | Bolton PV | MA | Worcester | BLT | OP | Solar Photovoltaic | PV | IPP Non-CHP | 2 | 4.9 | 4.9 | 4.9 | 12 | 2013 |  |  |  | Y | [6 empty] | 180 | 25 | 6 | Y | [5 empty] | N |  | N |  | MA
58863 | Main Street Power | 59015 | Stow PV | MA | Middlesex | STW | OP | Solar Photovoltaic | PV | IPP Non-CHP | 2 | 2 | 2 | 2 | 12 | 2013 |  |  |  | Y | [6 empty] | 180 | 25 | 2.5 | Y | [5 empty] | N |  | N |  | MA
61060 | Cypress Creek Renewables | 59017 | Carol Jean Solar | NC | Stokes | GEN 1 | OP | Solar Photovoltaic | PV | IPP Non-CHP | 2 | 4 | 4 | 4 | 12 | 2016 |  |  |  | Y |  | N |  |  |  |  | 180 | 20 | 5 | Y | [5 empty] | N |  | N |  | NC
58864 | Lake County Solar LLC | 59018 | East Chicago | IN | Lake | 1 | OP | Solar Photovoltaic | PV | IPP Non-CHP | 2 | 2 | 2 | 2 | 3 | 2013 |  |  |  | Y | [6 empty] | 180 | 25 | 2.3 | Y | [5 empty] | N |  | N |  | IN
58864 | Lake County Solar LLC | 59019 | Griffith | IN | Lake | 1 | OP | Solar Photovoltaic | PV | IPP Non-CHP | 2 | 2 | 2 | 2 | 3 | 2013 |  |  |  | Y | [6 empty] | 180 | 25 | 2.3 | Y | [5 empty] | N |  | N |  | IN
803 | Arizona Public Service Co | 59020 | Gila Bend | AZ | Maricopa | PV1 | OP | Solar Photovoltaic | PV | Electric Utility | 1 | 32 | 32 | 32 | 10 | 2014 |  | Y | [8 empty] | 0 | 0 | 32 | Y | [5 empty] | N |  | N |  | AZ
58870 | City Council of Baltimore City | 59026 | Back River Waste Water Treatment | MD | Baltimore City | SOLAR | OP | Solar Photovoltaic | PV | IPP Non-CHP | 2 | 0.8 | 0.8 | 0.8 | 3 | 2012 |  | Y |  | N | [8 empty] | 1 | Y | [5 empty] | N |  | N |  | MD
58871 | Citizens Enterprises Corporation | 59028 | Agawam Solar | MA | Hampden | 0028 | OP | Solar Photovoltaic | PV | IPP Non-CHP | 2 | 1.5 | 1.5 | 1.5 | 3 | 2012 |  |  |  | Y | [6 empty] | 180 | 32 | 1.8 | Y | [5 empty] | N |  | Y | 1.8 | MA
58871 | Citizens Enterprises Corporation | 59029 | Rehoboth Solar | MA | Bristol | 0040 | OP | Solar Photovoltaic | PV | IPP Non-CHP | 2 | 2 | 2 | 2 | 12 | 2013 |  |  |  | Y | [6 empty] | 180 | 25 | 2.6 | Y | [5 empty] | N |  | Y | 2.6 | MA
58871 | Citizens Enterprises Corporation | 59030 | Chicopee Solar | MA | Hampden | 0036 | OP | Solar Photovoltaic | PV | IPP Non-CHP | 2 | 3 | 3 | 3 | 12 | 2013 |  |  |  | Y | [6 empty] | 180 | 25 | 3.9 | Y | [5 empty] | N |  | N |  | MA
58871 | Citizens Enterprises Corporation | 59031 | Route 57 Solar | MA | Hampden | 0027 | OP | Solar Photovoltaic | PV | IPP Non-CHP | 2 | 1.5 | 1.5 | 1.5 | 3 | 2013 |  |  |  | Y | [6 empty] | 180 | 32 | 1.8 | Y | [5 empty] | N |  | Y | 1.8 | MA
58871 | Citizens Enterprises Corporation | 59032 | EBZ Solar | MA | Middlesex | 0031 | OP | Solar Photovoltaic | PV | IPP Non-CHP | 2 | 2.5 | 2.5 | 2.5 | 1 | 2013 |  |  |  | Y | [6 empty] | 180 | 32 | 3 | Y | [5 empty] | N |  | N |  | MA
58871 | Citizens Enterprises Corporation | 59033 | Whately Solar | MA | Franklin | 0024 | OP | Solar Photovoltaic | PV | IPP Non-CHP | 2 | 1.5 | 1.5 | 1.5 | 3 | 2013 |  |  |  | Y | [6 empty] | 180 | 32 | 1.8 | Y | [5 empty] | N |  | Y | 1.8 | MA
58661 | Sustainable Power Group, LLC | 59038 | Battleground | NC | Cleveland | GEN1 | OP | Solar Photovoltaic | PV | IPP Non-CHP | 2 | 3.5 | 3.5 | 3.5 | 12 | 2013 |  |  |  | Y | [6 empty] | 180 | 20 | 4.3 | Y | [5 empty] | N |  | N |  | NC
58661 | Sustainable Power Group, LLC | 59039 | Beulaville | NC | Duplin | GEN 1 | OP | Solar Photovoltaic | PV | IPP Non-CHP | 2 | 2 | 2 | 2 | 12 | 2013 |  |  |  | Y | [6 empty] | 180 | 20 | 2.5 | Y | [5 empty] | N |  | N |  | NC
58661 | Sustainable Power Group, LLC | 59042 | Ellerbe | NC | Richmond | GEN 1 | OP | Solar Photovoltaic | PV | IPP Non-CHP | 2 | 2 | 2 | 2 | 12 | 2013 |  |  |  | Y | [6 empty] | 180 | 20 | 2.3 | Y | [5 empty] | N |  | N |  | NC
58682 | WR-TGC Solar Generation IV LLC | 59043 | West Davisville Solar | RI | Washington | PV1 | OP | Solar Photovoltaic | PV | IPP Non-CHP | 2 | 2 | 2 | 2 | 12 | 2013 |  |  |  | Y | [6 empty] | 200 | 27 | 2.4 | Y | [5 empty] | N |  | N |  | RI
19728 | UNS Electric, Inc | 59044 | Rio Rico Solar | AZ | Santa Cruz | RRSF | OP | Solar Photovoltaic | PV | Electric Utility | 1 | 6 | 6 | 6 | 3 | 2014 |  |  |  | Y | [6 empty] | 180 | 25 | 7.2 | Y | [5 empty] | N |  | N |  | AZ
58879 | 651 Chase Solar NG LLC | 59046 | 651 Chase Solar NG | MA | Worcester | PV1 | OP | Solar Photovoltaic | PV | IPP Non-CHP | 2 | 2.5 | 3.4 | 1.5 | 6 | 2014 |  |  |  | Y | [6 empty] | 180 | 25 | 3.4 | Y | [5 empty] | N |  | Y | 3.4 | MA
58883 | ERWR Whitcomb Farm Solar LLC | 59049 | Whitcomb Solar Farm | VT | Chittenden | PS01 | OP | Solar Photovoltaic | PV | IPP Non-CHP | 2 | 2.2 | 2.2 | 2.2 | 10 | 2014 |  |  |  | Y | [6 empty] | 180 | 20 | 3.6 | Y | [5 empty] | N |  | N |  | VT
58661 | Sustainable Power Group, LLC | 59050 | Wallace | NC | Lenoir | GEN 1 | OP | Solar Photovoltaic | PV | IPP Non-CHP | 2 | 2 | 2 | 2 | 12 | 2013 |  |  |  | Y | [6 empty] | 180 | 20 | 2.5 | Y | [5 empty] | N |  | N |  | NC
58661 | Sustainable Power Group, LLC | 59051 | Kenansville | NC | Duplin | GEN 1 | OP | Solar Photovoltaic | PV | IPP Non-CHP | 2 | 2 | 2 | 2 | 12 | 2013 |  |  |  | Y | [6 empty] | 180 | 20 | 2.6 | Y | [5 empty] | N |  | N |  | NC
58661 | Sustainable Power Group, LLC | 59052 | Fairmont-FLS 100 | NC | Robeson | GEN 1 | OP | Solar Photovoltaic | PV | IPP Non-CHP | 2 | 4 | 4 | 4 | 12 | 2013 |  |  |  | Y | [6 empty] | 180 | 20 | 5.1 | Y | [5 empty] | N |  | N |  | NC
57130 | Janssen Pharmaceutical Co | 59055 | Rariton OMP | NJ | Somerset | PV1 | OP | Solar Photovoltaic | PV | IPP Non-CHP | 2 | 2.4 | 2.4 | 2.1 | 4 | 2012 |  |  |  | Y |  | N |  |  |  |  | 90 | 30 | 2.4 | Y | [5 empty] | N |  | Y | 2.4 | NJ
57130 | Janssen Pharmaceutical Co | 59057 | Skillman | NJ | Somerset | GEN 1 | OP | Solar Photovoltaic | PV | IPP Non-CHP | 2 | 2.7 | 2.7 | 2.5 | 3 | 2011 |  |  |  | Y |  | N |  |  |  |  | 90 | 30 | 2.7 | Y | [5 empty] | N |  | N |  | NJ
57130 | Janssen Pharmaceutical Co | 59058 | Vacaville | CA | Solano | GEN 1 | OP | Solar Photovoltaic | PV | IPP Non-CHP | 2 | 1 | 1 | 1 | 9 | 2007 |  |  |  | Y | [6 empty] | 90 | 30 | 1 | Y | [5 empty] | N |  | N |  | CA
57130 | Janssen Pharmaceutical Co | 59059 | Raritan ITS | NJ | Somerset | GEN 1 | OP | Solar Photovoltaic | PV | IPP Non-CHP | 2 | 2 | 2 | 2 | 8 | 2010 |  |  |  | Y |  | N |  |  |  |  | 90 | 30 | 2 | Y | [5 empty] | N |  | N |  | NJ
58888 | City of Pittsfield | 59060 | Waste Water Treatment Plant | MA | Berkshire | WWPV | OP | Solar Photovoltaic | PV | IPP Non-CHP | 2 | 1.5 | 0.3 | 0.2 | 1 | 2012 |  |  |  | Y | [6 empty] | 200 | 20 | 1.6 | Y | [5 empty] | Y | 1.5 | N |  | MA
58894 | CF CVEC Owner One LLC | 59075 | Brewster Landfill | MA | Barnstable | BRE1 | OP | Solar Photovoltaic | PV | IPP Non-CHP | 2 | 1 | 1 | 1 | 9 | 2014 |  |  |  | Y | [6 empty] | 180 | 25 | 1.2 | Y | [5 empty] | N |  | N |  | MA
58894 | CF CVEC Owner One LLC | 59077 | Chatham Landfill | MA | Barnstable | CHA | OP | Solar Photovoltaic | PV | IPP Non-CHP | 2 | 1.5 | 1.5 | 1.5 | 9 | 2014 |  |  |  | Y | [6 empty] | 180 | 25 | 1.8 | Y | [5 empty] | N |  | N |  | MA
58894 | CF CVEC Owner One LLC | 59078 | Harwich Landfill | MA | Barnstable | HAR1 | OP | Solar Photovoltaic | PV | IPP Non-CHP | 2 | 4 | 4 | 4 | 8 | 2014 |  |  |  | Y | [6 empty] | 180 | 25 | 4.5 | Y | [5 empty] | N |  | N |  | MA
58894 | CF CVEC Owner One LLC | 59079 | Katama Farm | MA | Dukes | KAT1 | OP | Solar Photovoltaic | PV | IPP Non-CHP | 2 | 1 | 1 | 1 | 6 | 2014 |  |  |  | Y | [6 empty] | 180 | 25 | 1.3 | Y | [5 empty] | N |  | N |  | MA
58894 | CF CVEC Owner One LLC | 59080 | Nunnepog | MA | Dukes | NUN1 | OP | Solar Photovoltaic | PV | IPP Non-CHP | 2 | 1 | 1 | 1 | 6 | 2014 |  |  |  | Y | [6 empty] | 180 | 25 | 1.4 | Y | [5 empty] | N |  | N |  | MA
58894 | CF CVEC Owner One LLC | 59081 | Barnstable Landfill | MA | Barnstable | HAR1 | OP | Solar Photovoltaic | PV | IPP Non-CHP | 2 | 4 | 4 | 4 | 9 | 2014 |  |  |  | Y | [6 empty] | 180 | 25 | 4.5 | Y | [5 empty] | N |  | N |  | MA
58894 | CF CVEC Owner One LLC | 59082 | Dennis Landfill | MA | Barnstable | DEN1 | OP | Solar Photovoltaic | PV | IPP Non-CHP | 2 | 5 | 5 | 5 | 9 | 2014 |  |  |  | Y | [6 empty] | 180 | 25 | 5.9 | Y | [5 empty] | N |  | N |  | MA
57170 | EDF Renewable Asset Holdings, Inc. | 59085 | Lepomis PV Energy LLC | MA | Plymouth | INV-1 | OP | Solar Photovoltaic | PV | IPP Non-CHP | 2 | 4.5 | 4.5 | 4.5 | 6 | 2014 |  | Y |  | N | [6 empty] | 0 | 0 | 6 | Y | [5 empty] | N |  | N |  | MA
58468 | Dominion Renewable Energy | 59086 | Cottonwood Solar, LLC (Goose Lake) | CA | Kern | GEN1 | OP | Solar Photovoltaic | PV | IPP Non-CHP | 2 | 12 | 12 | 12 | 5 | 2015 |  | Y | [8 empty] | 180 | 45 | 16.9 |  | Y |  |  |  |  | N |  | N |  | CA
58468 | Dominion Renewable Energy | 59087 | Cottonwood Solar, LLC (City of Corcoran) | CA | Kings | GEN 1 | OP | Solar Photovoltaic | PV | IPP Non-CHP | 2 | 12 | 12 | 12 | 5 | 2015 |  | Y | [8 empty] | 180 | 45 | 14.9 |  | Y |  |  |  |  | N |  | N |  | CA
17650 | Southern Power Co | 59088 | Calipatria Solar Farm | CA | Imperial | GEN 1 | OP | Solar Photovoltaic | PV | IPP Non-CHP | 2 | 20 | 20 | 20 | 2 | 2016 |  | Y | [8 empty] | 90 |  | 22 |  | Y |  |  |  |  | N |  | N |  | CA
56997 | Marina Energy LLC | 59090 | Rockland Solar | MA | Plymouth | GEN1 | OP | Solar Photovoltaic | PV | IPP Non-CHP | 2 | 2 | 2 | 1.2 | 12 | 2013 |  |  |  | Y | [6 empty] | 180 | 10 | 2.6 | Y | [5 empty] | N |  | Y | 2.6 | MA
60947 | Tesla Inc. | 59094 | Division 1 | CA | Los Angeles | GEN 1 | OP | Solar Photovoltaic | PV | IPP Non-CHP | 2 | 1.5 | 1.5 | 1.5 | 6 | 2014 |  |  |  | Y | [6 empty] | 180 | 15 | 1.7 | Y | [5 empty] | Y | 1.7 | N |  | CA
60947 | Tesla Inc. | 59095 | Division 2 | CA | Los Angeles | GEN 1 | OP | Solar Photovoltaic | PV | IPP Non-CHP | 2 | 1 | 1 | 1 | 6 | 2014 |  |  |  | Y | [6 empty] | 180 | 5 | 1.1 | Y | [5 empty] | Y | 1.1 | N |  | CA
60947 | Tesla Inc. | 59096 | Division 3 | CA | Los Angeles | GEN1 | OP | Solar Photovoltaic | PV | IPP Non-CHP | 2 | 1 | 1 | 1 | 6 | 2014 |  |  |  | Y | [6 empty] | 180 | 15 | 1.1 | Y | [5 empty] | Y | 1.1 | N |  | CA
56997 | Marina Energy LLC | 59097 | Berry Plastics Solar | NJ | Warren | PV1 | OP | Solar Photovoltaic | PV | IPP Non-CHP | 2 | 10.1 | 9.8 | 5.8 | 12 | 2013 |  |  |  | Y | [6 empty] | 180 | 25 | 13.1 | Y | [5 empty] | Y | 13.1 | N |  | NJ
60947 | Tesla Inc. | 59098 | Kettering Solar 1 | CA | Los Angeles | PV1 | OP | Solar Photovoltaic | PV | IPP Non-CHP | 2 | 1 | 1 | 1 | 6 | 2014 |  |  |  | Y | [6 empty] | 180 | 5 | 1.1 | Y | [5 empty] | Y | 1.1 | N |  | CA
60947 | Tesla Inc. | 59099 | Kettering Solar 2 | CA | Los Angeles | PV1 | OP | Solar Photovoltaic | PV | IPP Non-CHP | 2 | 1 | 1 | 1 | 6 | 2014 |  |  |  | Y | [6 empty] | 180 | 15 | 1.1 | Y | [5 empty] | Y | 1.1 | N |  | CA
58906 | Chauncey Farm | 59100 | Chauncey Farm LLC | NC | Columbus | 1 | OP | Solar Photovoltaic | PV | IPP Non-CHP | 2 | 4.9 | 4.9 | 4.9 | 6 | 2014 |  |  |  | Y | [6 empty] | 180 | 25 | 6.4 | Y | [5 empty] | N |  | N |  | NC
58908 | Dragstrip Farm LLC | 59102 | Dragstrip Farm | NC | Burke | 1 | OP | Solar Photovoltaic | PV | IPP Non-CHP | 2 | 5 | 5 | 5 | 10 | 2014 |  |  |  | Y | [6 empty] | 180 | 20 | 6.1 |  | Y |  |  |  |  | N |  | N |  | NC
61175 | Dominion Renewable Energy - Fremont | 59103 | Fremont Farm | NC | Wayne | 1 | OP | Solar Photovoltaic | PV | IPP Non-CHP | 2 | 5 | 5 | 5 | 11 | 2017 |  |  |  | Y | [6 empty] | 180 | 20 | 5 |  | Y |  |  |  |  | N |  | N |  | NC
58911 | Market Farm LLC | 59105 | Market Farm | NC | Rockingham | 1 | OP | Solar Photovoltaic | PV | IPP Non-CHP | 2 | 4.9 | 4.9 | 4.9 | 10 | 2014 |  |  |  | Y | [6 empty] | 190 | 20 | 6 | Y | [5 empty] | N |  | N |  | NC
58927 | Snow Hill Solar 2 LLC | 59106 | Snow Hill Solar 2 LLC | NC | Greene | 1 | OP | Solar Photovoltaic | PV | IPP Non-CHP | 2 | 2 | 2 | 2 | 5 | 2014 |  |  |  | Y | [6 empty] | 180 | 25 | 2.7 | Y | [5 empty] | N |  | N |  | NCDOM
58912 | Mount Olive Farm LLC | 59107 | Mount Olive Farm | NC | Wayne | 1 | OP | Solar Photovoltaic | PV | IPP Non-CHP | 2 | 5 | 5 | 5 | 12 | 2014 |  |  |  | Y | [6 empty] | 180 | 20 | 5 |  | Y |  |  |  |  | N |  | N |  | NC
58915 | Spicewood Solar Farm LLC | 59109 | Spicewood Solar Farm LLC | NC | Moore | 1 | OP | Solar Photovoltaic | PV | IPP Non-CHP | 2 | 5 | 5 | 5 | 7 | 2014 |  |  |  | Y | [6 empty] | 180 | 20 | 6 | Y | [5 empty] | N |  | N |  | NC
58916 | Springfield Solar 1 LLC | 59110 | Springfield Solar 1 LLC | MO | Greene | 1 | OP | Solar Photovoltaic | PV | IPP Non-CHP | 2 | 4.9 | 4.9 | 4.9 | 6 | 2014 |  |  |  | Y | [6 empty] | 180 | 20 | 6.5 | Y | [5 empty] | N |  | N |  | MO
58917 | West Salisbury Farm LLC | 59111 | West Salisbury Farm LLC | NC | Rowan | 1 | OP | Solar Photovoltaic | PV | IPP Non-CHP | 2 | 5 | 5 | 5 | 9 | 2015 |  |  |  | Y | [6 empty] | 225 | 20 | 5 |  | Y |  |  |  |  | N |  | N |  | NC
58918 | West Siler Farm LLC | 59112 | West Siler Farm LLC | NC | Chatham | 1 | OP | Solar Photovoltaic | PV | IPP Non-CHP | 2 | 5 | 5 | 5 | 1 | 2017 |  |  |  | Y | [6 empty] | 180 | 20 | 5 |  | Y |  |  |  |  | N |  | N |  | NC
58919 | Yanceyville Farm 2 LLC | 59113 | Yanceyville Farm 2 LLC | NC | Caswell | 1 | OP | Solar Photovoltaic | PV | IPP Non-CHP | 2 | 5 | 5 | 5 | 4 | 2015 |  |  |  | Y | [6 empty] | 180 | 20 | 6 | Y | [5 empty] | N |  | N |  | NC
58920 | Redmon Solar Farm LLC | 59114 | Redmon Solar Farm LLC | NC | Rowan | 1 | OP | Solar Photovoltaic | PV | IPP Non-CHP | 2 | 2 | 2 | 2 | 3 | 2015 |  |  |  | Y | [6 empty] | 180 | 25 | 2 | Y | [5 empty] | N |  | N |  | NC
58926 | Anderson Farm LLC | 59115 | Anderson Farm LLC | NC | Sampson | 1 | OP | Solar Photovoltaic | PV | IPP Non-CHP | 2 | 1.9 | 1.9 | 1.9 | 10 | 2014 |  |  |  | Y | [6 empty] | 180 | 20 | 2.8 |  | Y |  |  |  |  | N |  | N |  | NC
3046 | Duke Energy Progress - (NC) | 59117 | DD Fayetteville Solar NC LLC | NC | Bladen | PV1 | OP | Solar Photovoltaic | PV | Electric Utility | 1 | 23.1 | 23.1 | 23.1 | 11 | 2015 |  |  |  | Y | [6 empty] | 180 | 20 | 23.1 | Y | [5 empty] | N |  | N |  | NC
58661 | Sustainable Power Group, LLC | 59119 | Warsaw I | NC | Duplin | PV1 | OP | Solar Photovoltaic | PV | IPP Non-CHP | 2 | 2 | 2 | 2 | 12 | 2013 |  |  |  | Y | [6 empty] | 180 | 20 | 2.6 | Y | [5 empty] | N |  | N |  | NC
58661 | Sustainable Power Group, LLC | 59120 | Warsaw II | NC | Duplin | PV1 | OP | Solar Photovoltaic | PV | IPP Non-CHP | 2 | 2 | 2 | 2 | 12 | 2013 |  |  |  | Y | [6 empty] | 180 | 20 | 2.6 | Y | [5 empty] | N |  | N |  | NC
59622 | Ahana Renewables, LLC | 59121 | Acushnet-Braley Road 1 | MA | Bristol | 57449 | OP | Solar Photovoltaic | PV | IPP Non-CHP | 2 | 1.9 | 1.9 | 1.9 | 1 | 2013 |  | Y | [8 empty] | 180 | 25 | 2 | Y | [5 empty] | N |  | Y | 2 | MA
58944 | Enerparc CA 1, LLC | 59122 | Enerparc CA1 LLC | CA | San Benito | ECA11 | OP | Solar Photovoltaic | PV | IPP Non-CHP | 2 | 1.5 | 1.5 | 1.5 | 6 | 2014 |  |  |  | Y | [6 empty] | 200 | 28 | 2.2 | Y | [5 empty] | N |  | N |  | CA
58925 | Moncure Farm LLC | 59123 | Moncure Farm LLC | NC | Chatham | 1 | OP | Solar Photovoltaic | PV | IPP Non-CHP | 2 | 3 | 3 | 3 | 4 | 2014 |  |  |  | Y | [6 empty] | 181.1 | 20 | 4.5 | Y | [5 empty] | N |  | N |  | NC
58924 | Martin Creek Farm LLC | 59124 | Martin Creek Farm LLC | NC | Vance | 1 | OP | Solar Photovoltaic | PV | IPP Non-CHP | 2 | 3 | 3 | 3 | 3 | 2014 |  |  | N | Y | [6 empty] | 180 | 20 | 3.9 | Y | [5 empty] | N |  | N |  | NC
58923 | Kinston Solar LLC | 59125 | Kinston | NC | Lenoir | 1 | OP | Solar Photovoltaic | PV | IPP Non-CHP | 2 | 2 | 2 | 2 | 4 | 2014 |  |  |  | Y | [6 empty] | 180 | 25 | 2.7 | Y | [5 empty] | N |  | N |  | NC
58922 | Daniel Farm LLC | 59126 | Daniel Farm LLC | NC | Davie | 1 | OP | Solar Photovoltaic | PV | IPP Non-CHP | 2 | 5 | 5 | 5 | 3 | 2014 |  |  |  | Y | [6 empty] | 180 | 25 | 6 | Y | [5 empty] | N |  | N |  | NC
58921 | Bailey Farm LLC | 59127 | Bailey Farm LLC | NC | Nash | 1 | OP | Solar Photovoltaic | PV | IPP Non-CHP | 2 | 5 | 5 | 5 | 11 | 2013 |  |  |  | Y | [6 empty] | 182 | 25 | 6.5 | Y | [5 empty] | N |  | N |  | NC
59622 | Ahana Renewables, LLC | 59128 | Acushnet- High Hill | MA | Bristol | 57449 | OP | Solar Photovoltaic | PV | IPP Non-CHP | 2 | 3.2 | 3.2 | 3.2 | 3 | 2013 |  |  |  | Y | [6 empty] | 180 | 25 | 3.2 | Y | [5 empty] | N |  | Y | 3.2 | MA
59622 | Ahana Renewables, LLC | 59129 | CSD 2- Freedom High | CA | Contra Costa | 57449 | OP | Solar Photovoltaic | PV | IPP Non-CHP | 2 | 1.1 | 1.1 | 1.1 | 8 | 2013 |  |  |  | Y | [6 empty] | 182 | 15 | 1.1 | Y | [5 empty] | Y | 1.1 | N |  | CA
59622 | Ahana Renewables, LLC | 59130 | CSD 2 - Heritage High | CA | Contra Costa | 57449 | OP | Solar Photovoltaic | PV | IPP Non-CHP | 2 | 1.3 | 1.3 | 1.3 | 9 | 2013 |  |  |  | Y | [6 empty] | 102 | 10 | 1.4 | Y | [5 empty] | Y | 1.4 | N |  | CA
59622 | Ahana Renewables, LLC | 59131 | Dartmouth Landfill | MA | Bristol | 57449 | OP | Solar Photovoltaic | PV | IPP Non-CHP | 2 | 1.3 | 1.3 | 1.3 | 2 | 2013 |  |  |  | Y | [6 empty] | 180 | 25 | 1.3 | Y | [5 empty] | N |  | Y | 1.3 | MA
59622 | Ahana Renewables, LLC | 59132 | EAFB - North Base | CA | Kern | 57449 | OP | Solar Photovoltaic | PV | IPP Non-CHP | 2 | 1.1 | 1.1 | 1.1 | 2 | 2012 |  | Y |  | N | [6 empty] | 180 | 25 | 1.1 | Y | [5 empty] | Y | 1.1 | N |  | CA
59622 | Ahana Renewables, LLC | 59133 | EAFB - South Base | CA | Kern | 57449 | OP | Solar Photovoltaic | PV | IPP Non-CHP | 2 | 1.1 | 1.1 | 1.1 | 2 | 2012 |  | Y | [8 empty] | 180 | 25 | 1.1 | Y | [5 empty] | Y | 1.1 | N |  | CA
59622 | Ahana Renewables, LLC | 59134 | Easton Landfill | MA | Bristol | 57449 | OP | Solar Photovoltaic | PV | IPP Non-CHP | 2 | 1.9 | 1.9 | 1.9 | 10 | 2013 |  |  |  | Y | [6 empty] | 180 | 20 | 1.9 | Y | [5 empty] | N |  | Y | 1.9 | MA
59622 | Ahana Renewables, LLC | 59135 | Ludlow Landfill | MA | Hampden | 57449 | OP | Solar Photovoltaic | PV | IPP Non-CHP | 2 | 2.6 | 2.6 | 2.6 | 8 | 2013 |  |  |  | Y | [6 empty] | 180 | 25 | 2.6 | Y | [5 empty] | N |  | Y | 2.6 | MA
59622 | Ahana Renewables, LLC | 59136 | Methuen Landfill | MA | Essex | 57449 | OP | Solar Photovoltaic | PV | IPP Non-CHP | 2 | 1.3 | 1.3 | 1.3 | 7 | 2013 |  |  |  | Y | [6 empty] | 180 | 20 | 1.3 | Y | [5 empty] | N |  | Y | 1.3 | MA
59622 | Ahana Renewables, LLC | 59137 | Plymouth Site 1 | MA | Plymouth | 57449 | OP | Solar Photovoltaic | PV | IPP Non-CHP | 2 | 5.6 | 5.6 | 5.6 | 10 | 2013 |  |  |  | Y | [6 empty] | 180 | 25 | 5.6 | Y | [5 empty] | N |  | Y | 5.6 | MA
59622 | Ahana Renewables, LLC | 59138 | SDCCD - Miramar | CA | San Diego | 57449 | OP | Solar Photovoltaic | PV | IPP Non-CHP | 2 | 1.1 | 1.1 | 1.1 | 2 | 2011 |  |  |  | Y | [6 empty] | 180 | 7.5 | 1.1 | Y | [5 empty] | Y | 1.1 | N |  | CA
59622 | Ahana Renewables, LLC | 59139 | SDCWA - Twin Oaks | CA | San Diego | 57449 | OP | Solar Photovoltaic | PV | IPP Non-CHP | 2 | 1.1 | 1.1 | 1.1 | 5 | 2011 |  |  |  | Y | [6 empty] | 180 | 20 | 1.1 | Y | [5 empty] | Y | 1.1 | N |  | CA
57170 | EDF Renewable Asset Holdings, Inc. | 59140 | EDF Lancaster | MA | Worcester | INV-1 | OP | Solar Photovoltaic | PV | IPP Non-CHP | 2 | 4.5 | 4.5 | 4.5 | 7 | 2014 |  |  |  | Y | [6 empty] | 183 | 53 | 5.9 | Y | [5 empty] | N |  | N |  | MA
58949 | Hangar 160 LLC | 59144 | Brighton PV Solar Plant | CO | Adams | 15755 | OP | Solar Photovoltaic | PV | IPP Non-CHP | 2 | 1.8 | 1.8 | 1.8 | 12 | 2012 |  |  |  | Y | [6 empty] | 180 | 25 | 2.3 | Y | [5 empty] | N |  | N |  | CO
58961 | United Therapeutics Corporation | 59146 | XPF Solar Field | NC | Durham | PV1 | OP | Solar Photovoltaic | PV | IPP Non-CHP | 2 | 3 | 3 | 3 | 12 | 2014 |  |  |  | N | [5 empty] | Y |  |  | 3.9 | Y |  |  |  |  | Y | N |  | N |  | NC
61060 | Cypress Creek Renewables | 59148 | Green Farm | NC | Martin | GREEN | OP | Solar Photovoltaic | PV | IPP Non-CHP | 2 | 5 | 5 | 5 | 1 | 2016 |  |  |  | Y | [6 empty] | 180 | 20 | 5 | Y | [5 empty] | N |  | N |  | NCDOM
61060 | Cypress Creek Renewables | 59149 | Simons Farm | NC | Hertford | SIMON | OP | Solar Photovoltaic | PV | IPP Non-CHP | 2 | 5 | 5 | 5 | 1 | 2016 |  |  |  | Y | [6 empty] | 180 | 20 | 5 | Y | [5 empty] | N |  | N |  | NCDOM
58968 | RE Mustang LLC | 59150 | RE Mustang LLC | CA | Kings | PV1 | OP | Solar Photovoltaic | PV | IPP Non-CHP | 2 | 100 | 100 | 100 | 8 | 2016 |  | Y | [9 empty] | 0 | 134.4 | Y | [5 empty] | N |  | N |  | CA
58970 | Ecoplexus, Inc | 59152 | Thornton PV1 | NC | Greene | THOR1 | OP | Solar Photovoltaic | PV | IPP Non-CHP | 2 | 5 | 5 | 5 | 12 | 2015 |  |  |  | Y | [6 empty] | 190 | 20 | 6.5 | Y | [5 empty] | N |  | N |  | NCDOM
58970 | Ecoplexus, Inc | 59153 | Watson Seed Farm PV1 | NC | Nash | WAT1 | OP | Solar Photovoltaic | PV | IPP Non-CHP | 2 | 20 | 20 | 20 | 12 | 2015 |  |  |  | Y | [6 empty] | 190 | 20 | 20 | Y |  |  | Y |  |  | N |  | N |  | NC
58970 | Ecoplexus, Inc | 59154 | Bradley PV1 | NC | Hertford | BRAD1 | OP | Solar Photovoltaic | PV | IPP Non-CHP | 2 | 5 | 5 | 5 | 12 | 2015 |  |  |  | Y | [6 empty] | 190 | 20 | 6.5 |  |  |  | Y |  |  | N |  | N |  | NCDOM
59819 | Fresh Air Energy X, LLC | 59155 | Shawboro PV1 | NC | Currituck | SHAW1 | OP | Solar Photovoltaic | PV | IPP Non-CHP | 2 | 20 | 20 | 20 | 10 | 2015 |  |  |  | Y | [6 empty] | 180 | 25 | 29.5 | Y | [5 empty] | N |  | N |  | NCDOM
58970 | Ecoplexus, Inc | 59156 | Carter PV1 | NC | Cumberland | CTR1 | OP | Solar Photovoltaic | PV | IPP Non-CHP | 2 | 5 | 5 | 5 | 12 | 2014 |  |  |  | Y | [6 empty] | 180 | 20 | 7 |  | Y |  |  |  |  | N |  | N |  | NC
58970 | Ecoplexus, Inc | 59157 | Pecan PV1 | NC | Richmond | PEC1 | OP | Solar Photovoltaic | PV | IPP Non-CHP | 2 | 5 | 5 | 5 | 12 | 2014 |  |  |  | Y | [6 empty] | 180 | 20 | 7 |  | Y |  |  |  |  | N |  | N |  | NC
58970 | Ecoplexus, Inc | 59158 | Langley PV1 | NC | Wilson | LNG1 | OP | Solar Photovoltaic | PV | IPP Non-CHP | 2 | 5 | 5 | 5 | 12 | 2014 |  |  |  | Y | [6 empty] | 180 | 20 | 7 |  | Y |  |  |  |  | N |  | N |  | NC
59462 | Heelstone Energy Holdings, LLC | 59162 | Mariposa Solar Center LLC | NC | Gaston | MSC 1 | OP | Solar Photovoltaic | PV | IPP Non-CHP | 2 | 5 | 5 | 5 | 9 | 2016 |  |  |  | Y | [6 empty] | 180 | 25 | 6.4 | Y | [5 empty] | N |  | N |  | NC
61119 | SRE Utility Solar 1, LLC | 59163 | Highland Solar Center LLC | NC | Lenoir | HSC 1 | OP | Solar Photovoltaic | PV | IPP Non-CHP | 2 | 5 | 5 | 5 | 12 | 2015 |  |  |  | Y | [6 empty] | 180 | 25 | 6.4 | Y | [5 empty] | N |  | N |  | NC
3046 | Duke Energy Progress - (NC) | 59164 | Elm City Solar Facility | NC | Wilson | NSC 1 | OP | Solar Photovoltaic | PV | Electric Utility | 1 | 40 | 40 | 40 | 3 | 2016 |  |  |  | Y | [6 empty] | 180 | 25 | 40 |  | Y |  |  |  |  | N |  | N |  | NC
58977 | Bridgeport Disposal LLC | 59166 | Bridgeport Disposal Solar Farm | NJ | Gloucester | BRIDG | OP | Solar Photovoltaic | PV | Commercial Non-CHP | 4 | 1.2 | 1.2 | 1.2 | 4 | 2011 |  |  |  | Y | [6 empty] | 180 | 20 | 1.5 | Y | [5 empty] | Y | 1.2 | N |  | NJ
58976 | PsomasFMG Lancaster Solar Crest, LLC | 59167 | Lancaster Solar 1 | CA | Los Angeles | LS1 | OP | Solar Photovoltaic | PV | IPP Non-CHP | 2 | 1.5 | 1.5 | 1.5 | 11 | 2014 |  |  |  | Y | [6 empty] | 270 | 22 | 1.8 | Y | [5 empty] | N |  | N |  | CA
59384 | Avalon Solar | 59168 | Avalon Solar | AZ | Pima | AS | OP | Solar Photovoltaic | PV | IPP Non-CHP | 2 | 29 | 29 | 29 | 12 | 2014 |  | Y | [8 empty] | 90 |  | 35 | Y | [5 empty] | N |  | N |  | AZ
58976 | PsomasFMG Lancaster Solar Crest, LLC | 59169 | Lancaster Solar 2 | CA | Los Angeles | LS2 | OP | Solar Photovoltaic | PV | IPP Non-CHP | 2 | 1.5 | 1.5 | 1.5 | 11 | 2014 |  | Y | [8 empty] | 270 | 22 | 1.8 | Y | [5 empty] | N |  | N |  | CA
58975 | Jakana Solar | 59170 | Jakana Solar | NC | Martin | 5MWPV | OP | Solar Photovoltaic | PV | IPP Non-CHP | 2 | 5 | 5 | 5 | 11 | 2014 |  |  |  | Y | [6 empty] | 180 | 20 | 6.7 |  | Y |  |  |  |  | N |  | N |  | NCDOM
58979 | Windsor Solar LLC | 59171 | Windsor Solar | NC | Bertie | 5MWPV | OP | Solar Photovoltaic | PV | IPP Non-CHP | 2 | 5 | 5 | 5 | 12 | 2014 |  |  |  | Y | [6 empty] | 180 | 20 | 6.7 |  | Y |  |  |  |  | N |  | N |  | NCDOM
58985 | Marion Solar LLC | 59172 | Belmont | IN | Marion | PV1 | OP | Solar Photovoltaic | PV | IPP Non-CHP | 2 | 3.8 | 3.8 | 3.8 | 11 | 2015 |  |  |  | Y | [6 empty] | 180 | 18 | 5.2 | Y | [5 empty] | N |  | N |  | IN
58981 | Bethel Solar LLC | 59173 | Bethel Solar | NC | Pitt | 5MWPV | OP | Solar Photovoltaic | PV | IPP Non-CHP | 2 | 5 | 5 | 5 | 12 | 2015 |  |  |  | Y | [6 empty] | 180 | 20 | 5 | Y | [5 empty] | N |  | N |  | NCDOM
58980 | Lewiston Solar LLC | 59174 | Lewiston Solar | NC | Bertie | 5MWPV | OP | Solar Photovoltaic | PV | IPP Non-CHP | 2 | 5 | 5 | 5 | 12 | 2014 |  |  |  | Y | [6 empty] | 180 | 20 | 6.7 |  | Y |  |  |  |  | N |  | N |  | NCDOM
58982 | Woodland Solar LLC | 59175 | Woodland Solar | NC | Northampton | 5MWPV | OP | Solar Photovoltaic | PV | IPP Non-CHP | 2 | 5 | 5 | 5 | 4 | 2016 |  |  |  | Y | [6 empty] | 180 | 25 | 7 | Y | [5 empty] | N |  | N |  | NCDOM
58983 | Williamston Solar LLC | 59176 | Williamston Solar | NC | Martin | 5MWPV | OP | Solar Photovoltaic | PV | IPP Non-CHP | 2 | 5 | 5 | 5 | 12 | 2014 |  |  |  | Y | [6 empty] | 180 | 20 | 6.7 |  | Y |  |  |  |  | N |  | N |  | NCDOM
58984 | Winton Solar LLC | 59177 | Winton Solar | NC | Hertford | 5MWPV | OP | Solar Photovoltaic | PV | IPP Non-CHP | 2 | 5 | 5 | 5 | 2 | 2016 |  |  |  | Y | [6 empty] | 180 | 25 | 5 | Y | [5 empty] | N |  | N |  | NCDOM
58440 | CD US Solar MT 2 LLC | 59178 | Franklin 1 | MA | Norfolk | KRS04 | OP | Solar Photovoltaic | PV | IPP Non-CHP | 2 | 3 | 3 | 3 | 11 | 2013 |  |  |  | Y | [6 empty] | 180 | 25 | 3.6 | Y | [5 empty] | N |  | Y | 3 | MA
58440 | CD US Solar MT 2 LLC | 59179 | Franklin 2 | MA | Norfolk | KRS05 | OP | Solar Photovoltaic | PV | IPP Non-CHP | 2 | 4 | 4 | 4 | 12 | 2013 |  |  |  | Y | [6 empty] | 180 | 25 | 4.8 | Y | [5 empty] | N |  | Y | 4 | MA
58985 | Marion Solar LLC | 59180 | Marion Solar LNG | IN | Marion | PV1 | OP | Solar Photovoltaic | PV | IPP Non-CHP | 2 | 1.5 | 1.5 | 1.5 | 10 | 2015 |  |  |  | Y | [6 empty] | 180 | 18 | 1.9 | Y | [5 empty] | N |  | N |  | IN
59139 | SunEdison LLC | 59182 | Hesperia | CA | San Bernardino | 10-94 | OP | Solar Photovoltaic | PV | IPP Non-CHP | 2 | 1.5 | 1.5 | 1.5 | 8 | 2014 |  |  |  | Y | [6 empty] | 180 | 20 | 1.7 | Y | [5 empty] | N |  | N |  | CA
58468 | Dominion Renewable Energy | 59183 | CID Solar, LLC | CA | Kings | PV1 | OP | Solar Photovoltaic | PV | IPP Non-CHP | 2 | 20 | 20 | 20 | 12 | 2014 |  | Y | [8 empty] | 180 | 45 | 27.2 |  | Y |  |  | N |  | N |  | N |  | CA
58468 | Dominion Renewable Energy | 59184 | Mulberry Farm LLC | TN | McNairy | PV1 | OP | Solar Photovoltaic | PV | IPP Non-CHP | 2 | 15.8 | 15.8 | 15.8 | 12 | 2014 |  |  |  | Y | [6 empty] | 180 | 25 | 20 | Y | N |  |  |  | N | N |  | N |  | TN
56990 | NJR Clean Energy Ventures Corporation | 59185 | Jacobstown | NJ | Burlington | PV1 | OP | Solar Photovoltaic | PV | IPP Non-CHP | 2 | 5 | 5 | 5 | 9 | 2014 |  |  |  | Y | [6 empty] | 180 | 20 | 6.1 | Y | [5 empty] | N |  | N |  | NJ
56990 | NJR Clean Energy Ventures Corporation | 59186 | West Pemberton | NJ | Burlington | PV1 | OP | Solar Photovoltaic | PV | IPP Non-CHP | 2 | 7 | 7 | 7 | 7 | 2014 |  |  |  | Y | [6 empty] | 180 | 20 | 9.2 | Y | [5 empty] | N |  | N |  | NJ
58468 | Dominion Renewable Energy | 59188 | Selmer Farm LLC | TN | McNairy | PV1 | OP | Solar Photovoltaic | PV | IPP Non-CHP | 2 | 15.8 | 15.8 | 15.8 | 10 | 2014 |  |  |  | Y | [6 empty] | 180 | 25 | 20 | Y | N |  |  |  | N | N |  | N |  | TN
58993 | East Wayne Solar LLC | 59189 | East Wayne Solar LLC | NC | Wayne | 1 | OP | Solar Photovoltaic | PV | IPP Non-CHP | 2 | 2 | 2 | 2 | 3 | 2014 |  |  |  | Y | [6 empty] | 180 | 20 | 2.7 | Y | [5 empty] | N |  | N |  | NC
58995 | Vickers Farm LLC | 59190 | Vickers | NC | Chatham | 1 | OP | Solar Photovoltaic | PV | IPP Non-CHP | 2 | 2 | 2 | 2 | 8 | 2014 |  |  |  | Y | [6 empty] | 180 | 20 | 2.7 | Y | [5 empty] | N |  | N |  | NC
58996 | Soluga Farms 1 LLC | 59191 | Soluga Farms 1 | NC | Sampson | 1 | OP | Solar Photovoltaic | PV | IPP Non-CHP | 2 | 5 | 5 | 5 | 6 | 2014 |  |  |  | Y | [6 empty] | 180 | 20 | 6.4 | Y | [5 empty] | N |  | N |  | NC
58997 | Soluga Farms 2 LLC | 59192 | Soluga Farms 2 LLC | NC | Bladen | 1 | OP | Solar Photovoltaic | PV | IPP Non-CHP | 2 | 5 | 5 | 5 | 9 | 2014 |  |  |  | Y | [6 empty] | 183 | 20 | 6.4 | Y | [5 empty] | N |  | N |  | NC
59076 | Fresh Air Energy VII LLC | 59198 | Sterling PV 3 | CO | Logan | STER3 | OP | Solar Photovoltaic | PV | IPP Non-CHP | 2 | 1.6 | 1.6 | 1.6 | 12 | 2014 |  | Y | [8 empty] | 0 | 0 | 2 | Y | [5 empty] | N |  | N |  | CO
59078 | Fresh Air Energy VIII LLC | 59199 | Mesa PV1 | CO | Mesa | MESA1 | OP | Solar Photovoltaic | PV | IPP Non-CHP | 2 | 1.6 | 1.6 | 1.6 | 12 | 2014 |  | Y |  | N | [6 empty] | 135 |  | 2 | Y | [5 empty] | N |  | N |  | CO
58593 | Sequoia PV 1 LLC | 59203 | Farmersville | CA | Tulare | PV1 | OP | Solar Photovoltaic | PV | IPP Non-CHP | 2 | 1.5 | 1.5 | 1.5 | 7 | 2014 |  |  |  | Y | [6 empty] | 180 | 20 | 1.8 | Y | [5 empty] | N |  | N |  | CA
58593 | Sequoia PV 1 LLC | 59203 | Farmersville | CA | Tulare | PV2 | OP | Solar Photovoltaic | PV | IPP Non-CHP | 2 | 1.5 | 1.5 | 1.5 | 7 | 2014 |  |  |  | Y | [6 empty] | 180 | 20 | 1.8 | Y | [5 empty] | N |  | N |  | CA
58593 | Sequoia PV 1 LLC | 59203 | Farmersville | CA | Tulare | PV3 | OP | Solar Photovoltaic | PV | IPP Non-CHP | 2 | 1.5 | 1.5 | 1.5 | 7 | 2014 |  |  |  | Y | [6 empty] | 180 | 20 | 1.8 | Y | [5 empty] | N |  | N |  | CA
56769 | Consolidated Edison Development Inc. | 59204 | OCI Alamo 3 LLC | TX | Bexar | OCIA3 | OP | Solar Photovoltaic | PV | IPP Non-CHP | 2 | 5.5 | 5.5 | 5.5 | 1 | 2015 |  |  | Y | [9 empty] | 6.7 | Y | [5 empty] | N |  | N |  | TX
56769 | Consolidated Edison Development Inc. | 59205 | OCI Alamo 5 LLC | TX | Uvalde | OCIA5 | OP | Solar Photovoltaic | PV | IPP Non-CHP | 2 | 100 | 100 | 100 | 12 | 2015 |  |  | Y | [9 empty] | 127.7 | Y | [5 empty] | N |  | N |  | TX
59359 | BHE Renewables, LLC | 59206 | Alamo 6 | TX | Pecos | OCIA6 | OP | Solar Photovoltaic | PV | IPP Non-CHP | 2 | 105 | 116 | 116 | 3 | 2017 |  |  | Y | [9 empty] | 139.1 | Y | [5 empty] | N |  | N |  | TX
56769 | Consolidated Edison Development Inc. | 59207 | OCI Alamo 7 LLC | TX | Haskell | OCIA7 | OP | Solar Photovoltaic | PV | IPP Non-CHP | 2 | 100 | 100 | 100 | 8 | 2016 |  |  | Y | [9 empty] | 127.7 | Y | [5 empty] | N |  | N |  | TX
61176 | Dominion Renewable Energy - Clipperton | 59213 | Clipperton Holdings | NC | Sampson | PV1 | OP | Solar Photovoltaic | PV | IPP Non-CHP | 2 | 5 | 5 | 5 | 11 | 2017 |  |  |  | Y | [6 empty] | 180 | 20 | 7 |  | Y |  |  |  |  | N |  | N |  | NCDOM
59462 | Heelstone Energy Holdings, LLC | 59217 | Tiburon Holdings | NC | Davie | PV1 | OP | Solar Photovoltaic | PV | IPP Non-CHP | 2 | 5 | 5 | 5 | 12 | 2016 |  |  |  | Y | [6 empty] | 180 | 20 | 6.6 | Y | [5 empty] | N |  | N |  | NC
59004 | Sequoia PV 3 LLC | 59219 | Porterville 6 and 7 | CA | Tulare | PV1 | OP | Solar Photovoltaic | PV | IPP Non-CHP | 2 | 1.5 | 1.5 | 1.5 | 7 | 2014 |  |  |  | Y | [6 empty] | 180 | 20 | 1.8 | Y | [5 empty] | N |  | N |  | CA
59004 | Sequoia PV 3 LLC | 59219 | Porterville 6 and 7 | CA | Tulare | PV2 | OP | Solar Photovoltaic | PV | IPP Non-CHP | 2 | 1.5 | 1.5 | 1.5 | 7 | 2014 |  |  |  | Y | [6 empty] | 180 | 20 | 1.8 | Y | [5 empty] | N |  | N |  | CA
59041 | Lone Valley Solar Park II LLC | 59237 | Lone Valley Solar Park II LLC | CA | San Bernardino | CPII | OP | Solar Photovoltaic | PV | IPP Non-CHP | 2 | 20 | 20 | 20 | 12 | 2014 |  | Y | N | [7 empty] | 90 | 50 | 20 | Y | [5 empty] | N |  | N |  | CA
59045 | Eagle Springs Solar LLC | 59239 | Eagle Springs Solar LLC | CO | Garfield | ESS01 | OP | Solar Photovoltaic | PV | IPP Non-CHP | 2 | 1 | 1 | 0.8 | 8 | 2013 |  | Y |  | Y | N | [5 empty] | 180 | 16 | 1.1 | Y | [5 empty] | N |  | N |  | CO
58801 | Integrys MA Solar, LLC | 59241 | Brockelman | MA | Worcester | BROCK | OP | Solar Photovoltaic | PV | IPP Non-CHP | 2 | 3 | 3 | 3 | 11 | 2013 |  |  |  | Y | [6 empty] | 180 | 25 | 4 | Y | [5 empty] | N |  | Y | 3 | MA
58801 | Integrys MA Solar, LLC | 59242 | Beverly | MA | Essex | BVRLY | OP | Solar Photovoltaic | PV | IPP Non-CHP | 2 | 2 | 2 | 2 | 5 | 2014 |  |  |  | Y | [6 empty] | 180 | 20 | 2.7 | Y | [5 empty] | N |  | Y | 2 | MA
59063 | Camden Solar Center, LLC | 59248 | CCMUA | NJ | Camden | CCMUA | OP | Solar Photovoltaic | PV | IPP Non-CHP | 2 | 1.5 | 1.5 | 1.5 | 6 | 2012 |  |  |  | Y | [6 empty] | 180 | 20 | 1.8 | Y | [5 empty] | N |  | N |  | NJ
60605 | Rio Bravo Solar I, LLC | 59249 | Rio Bravo Solar 1 LLC | CA | Kern | PV1 | OP | Solar Photovoltaic | PV | IPP Non-CHP | 2 | 20 | 19.5 | 14.1 | 12 | 2016 |  | Y | [8 empty] | 180 |  | 26 | Y | [5 empty] | N |  | N |  | CA
60606 | Rio Bravo Solar II, LLC | 59250 | Rio Bravo Solar II LLC | CA | Kern | PV1 | OP | Solar Photovoltaic | PV | IPP Non-CHP | 2 | 20 | 19.5 | 14.1 | 12 | 2016 |  | Y | [8 empty] | 180 |  | 26 | Y | [5 empty] | N |  | N |  | CA
59991 | Caprock Solar 1, LLC | 59251 | Caprock Solar 1 LLC | NM | Quay | PV1 | OP | Solar Photovoltaic | PV | IPP Non-CHP | 2 | 25 | 24.4 | 18.8 | 12 | 2016 |  | Y | [8 empty] | 180 |  | 32 | Y | [5 empty] | N |  | N |  | NM
60607 | Wildwood Solar II, LLC | 59253 | Wildwood Solar II | CA | Kern | PV1 | OP | Solar Photovoltaic | PV | IPP Non-CHP | 2 | 15 | 14.7 | 11.2 | 1 | 2017 |  | Y | [8 empty] | 180 |  | 21 | Y | [5 empty] | N |  | N |  | CA
58661 | Sustainable Power Group, LLC | 59262 | Lancaster Little Rock | CA | Los Angeles | LLRC | OP | Solar Photovoltaic | PV | IPP Non-CHP | 2 | 5 | 5 | 5 | 12 | 2014 |  |  |  | Y | [6 empty] | 180 | 25 | 7 |  | Y |  |  |  |  | N |  | N |  | CA
59089 | Merced Solar LLC | 59265 | Merced Solar LLC | CA | Merced | PV8 | OP | Solar Photovoltaic | PV | IPP Non-CHP | 2 | 1.5 | 1.5 | 1.5 | 12 | 2014 |  | Y |  | N | [6 empty] | 180 | 25 | 1.9 | Y | [5 empty] | N |  | N |  | CA
59090 | Mission Solar LLC | 59267 | Mission Solar LLC | CA | Merced | PV9 | OP | Solar Photovoltaic | PV | IPP Non-CHP | 2 | 1.5 | 1.5 | 1.5 | 12 | 2014 |  | Y |  | N | [6 empty] | 180 | 25 | 1.9 | Y | [5 empty] | N |  | N |  | CA
59091 | Hollister Solar LLC | 59268 | Hollister Solar LLC | CA | San Benito | PV10 | OP | Solar Photovoltaic | PV | IPP Non-CHP | 2 | 1.5 | 1.5 | 1.5 | 12 | 2014 |  | Y | [8 empty] | 180 | 25 | 1.9 | Y | [5 empty] | N |  | N |  | CA
58661 | Sustainable Power Group, LLC | 59269 | Victor Mesa Linda B2 | CA | San Bernardino | VMLB2 | OP | Solar Photovoltaic | PV | IPP Non-CHP | 2 | 1.5 | 1.5 | 1.5 | 11 | 2014 |  |  |  | Y | [6 empty] | 180 | 20 | 2.1 | Y | [5 empty] | N |  | N |  | CA
58661 | Sustainable Power Group, LLC | 59270 | Victor Mesa Linda C2 | CA | San Bernardino | VMLC2 | OP | Solar Photovoltaic | PV | IPP Non-CHP | 2 | 1.5 | 1.5 | 1.5 | 11 | 2014 |  |  |  | Y | [6 empty] | 180 | 20 | 2.1 | Y | [5 empty] | N |  | N |  | CA
58661 | Sustainable Power Group, LLC | 59271 | Victor Mesa Linda D2 | CA | San Bernardino | VMLD2 | OP | Solar Photovoltaic | PV | IPP Non-CHP | 2 | 1.5 | 1.5 | 1.5 | 11 | 2014 |  |  |  | Y | [6 empty] | 180 | 20 | 2.1 | Y | [5 empty] | N |  | N |  | CA
58661 | Sustainable Power Group, LLC | 59272 | Victor Mesa Linda E2 | CA | San Bernardino | VMLE2 | OP | Solar Photovoltaic | PV | IPP Non-CHP | 2 | 1.5 | 1.5 | 1.5 | 11 | 2014 |  |  |  | Y | [6 empty] | 180 | 20 | 2.1 | Y | [5 empty] | N |  | N |  | CA
58661 | Sustainable Power Group, LLC | 59273 | SEPV Palmdale East | CA | Los Angeles | PALME | OP | Solar Photovoltaic | PV | IPP Non-CHP | 2 | 10 | 10 | 10 | 8 | 2015 |  | Y |  | N | [6 empty] | 90 |  | 11.5 | Y | [5 empty] | N |  | N |  | CA
58661 | Sustainable Power Group, LLC | 59274 | Sutter Greeworks LLC | NY | Suffolk | SUTTG | OP | Solar Photovoltaic | PV | IPP Non-CHP | 2 | 5 | 5 | 5 | 10 | 2015 |  |  |  | Y | [6 empty] | 180 | 25 | 7.2 | Y | [5 empty] | N |  | N |  | NY
58661 | Sustainable Power Group, LLC | 59275 | Sterlington Greenworks LLC | NY | Suffolk | STERG | OP | Solar Photovoltaic | PV | IPP Non-CHP | 2 | 1.3 | 1.3 | 1.3 | 10 | 2015 |  |  |  | Y | [6 empty] | 180 | 25 | 1.8 | Y | [5 empty] | N |  | N |  | NY
58661 | Sustainable Power Group, LLC | 59276 | Leavenworth Greenworks LLC | NY | Suffolk | LEAVG | OP | Solar Photovoltaic | PV | IPP Non-CHP | 2 | 9.5 | 9.5 | 9.5 | 6 | 2016 |  |  |  | Y | [6 empty] | 180 | 25 | 14.3 | Y | [5 empty] | N |  | N |  | NY
56990 | NJR Clean Energy Ventures Corporation | 59277 | Medford WWTP | NJ | Burlington | MED1 | OP | Solar Photovoltaic | PV | IPP Non-CHP | 2 | 1.3 | 1.3 | 1.3 | 8 | 2013 |  |  |  | Y | [6 empty] | 170 | 25 | 1.5 | Y | [5 empty] | N |  | N |  | NJ
56990 | NJR Clean Energy Ventures Corporation | 59278 | Reeves South | NJ | Burlington | REEV1 | OP | Solar Photovoltaic | PV | IPP Non-CHP | 2 | 1 | 1 | 1 | 12 | 2013 |  |  |  | Y | [6 empty] | 180 | 25 | 1.4 | Y | [5 empty] | N |  | N |  | NJ
58540 | California PV Energy LLC | 59283 | California PV Energy at ISD WWTP | CA | Contra Costa | W4236 | OP | Solar Photovoltaic | PV | IPP Non-CHP | 2 | 1 | 1 | 1 | 8 | 2014 |  |  |  | Y | [6 empty] | 168 | 30 | 1.2 | Y | [5 empty] | Y | 1.2 | N |  | CA
59100 | Sunlight General Solar Fund II, LLC | 59297 | Carrier Clinic | NJ | Somerset | CARRI | OP | Solar Photovoltaic | PV | IPP Non-CHP | 2 | 1.5 | 1.5 | 1.5 | 10 | 2009 |  |  |  | Y | [6 empty] | 173 | 25 | 1.8 | N | Y |  |  |  |  | Y | 1.8 | N |  | NJ
59104 | Sequoia PV 2, LLC | 59300 | Hanford 1 and 2 | CA | Kings | HAN1 | OP | Solar Photovoltaic | PV | IPP Non-CHP | 2 | 1.5 | 1.5 | 1.5 | 8 | 2014 |  |  |  | Y | [6 empty] | 180 | 20 | 1.8 | Y | [5 empty] | N |  | N |  | CA
59104 | Sequoia PV 2, LLC | 59300 | Hanford 1 and 2 | CA | Kings | HAN2 | OP | Solar Photovoltaic | PV | IPP Non-CHP | 2 | 1.5 | 1.5 | 1.5 | 8 | 2014 |  |  |  | Y | [6 empty] | 180 | 20 | 1.8 | Y | [5 empty] | N |  | N |  | CA
60865 | CD Global Solar Holdings, LLC | 59308 | Beacon Solar Plant Site 5 | CA | Kern | BEAC5 | OP | Solar Photovoltaic | PV | IPP Non-CHP | 2 | 36 | 36 | 36 | 12 | 2017 |  | Y | N | [7 empty] | 180 | 60 | 48.2 | Y | [5 empty] | N |  | N |  | CA
60865 | CD Global Solar Holdings, LLC | 59309 | Beacon Solar Plant Site 2 | CA | Kern | BEAC2 | OP | Solar Photovoltaic | PV | IPP Non-CHP | 2 | 45 | 45 | 45 | 12 | 2017 |  | Y | [8 empty] | 180 | 60 | 59.6 | Y | [5 empty] | N |  | N |  | CA
58661 | Sustainable Power Group, LLC | 59315 | Hecate Energy Beacon Solar 1 | CA | Kern | BEAC1 | OP | Solar Photovoltaic | PV | IPP Non-CHP | 2 | 56 | 56 | 56 | 4 | 2017 |  | Y | [8 empty] | 90 |  | 62.9 | Y | [5 empty] | N |  | N |  | CA
58661 | Sustainable Power Group, LLC | 59316 | Hecate Energy Beacon Solar 3 | CA | Kern | BEAC3 | OP | Solar Photovoltaic | PV | IPP Non-CHP | 2 | 56 | 56 | 56 | 12 | 2016 |  | Y |  | N | [5 empty] | N | 90 |  | 63 | Y | [5 empty] | N |  | N |  | CA
58661 | Sustainable Power Group, LLC | 59317 | Hecate Energy Beacon Solar 4 | CA | Kern | BEAC4 | OP | Solar Photovoltaic | PV | IPP Non-CHP | 2 | 50 | 50 | 50 | 12 | 2016 |  | Y | [8 empty] | 90 |  | 56.5 | Y | [5 empty] | N |  | N |  | CA
56990 | NJR Clean Energy Ventures Corporation | 59318 | North Run | NJ | Burlington | NRUN1 | OP | Solar Photovoltaic | PV | IPP Non-CHP | 2 | 5 | 5 | 5 | 1 | 2015 |  |  |  | Y | [6 empty] | 180 | 20 | 5 | Y | [5 empty] | N |  | N |  | NJ
56990 | NJR Clean Energy Ventures Corporation | 59319 | Rock Solid | NJ | Monmouth | ROCK1 | OP | Solar Photovoltaic | PV | IPP Non-CHP | 2 | 8 | 8 | 8 | 11 | 2014 |  |  |  | Y | [6 empty] | 180 | 20 | 8 | Y | [5 empty] | N |  | N |  | NJ
59121 | Pumpjack Solar I, LLC | 59322 | Pumpjack Solar I | CA | Kern | GEN1 | OP | Solar Photovoltaic | PV | IPP Non-CHP | 2 | 20 | 20 | 20 | 1 | 2015 |  | Y | [8 empty] | 180 |  | 26 | Y | [5 empty] | N |  | N |  | CA
57081 | WGL Energy Systems, Inc | 59323 | Sacramento (SMUD) | CA | Sacramento | SMUPV | OP | Solar Photovoltaic | PV | IPP Non-CHP | 2 | 1.5 | 1.5 | 1.5 | 8 | 2014 |  | N |  | Y | [6 empty] | 123 | 10 | 1.5 | Y | [5 empty] | N |  | N |  | CA
59122 | The Medical Center Company | 59324 | MCCo Solar Generating Facility | OH | Cuyahoga | MCCO1 | OP | Solar Photovoltaic | PV | IPP Non-CHP | 2 | 1 | 0.9 | 0.6 | 11 | 2014 |  |  |  | Y | [5 empty] | N | 190 | 25 | 1 | [5 empty] | Y | N |  | N |  | OH
59125 | Marlboro Mushroom | 59327 | Marlboro Mushrooms Solar Field | PA | Chester | GEN1 | OP | Solar Photovoltaic | PV | Industrial Non-CHP | 6 | 1 | 1 | 0.3 | 11 | 2011 |  | Y | [8 empty] | 0 | 0 | 1.7 | Y | [5 empty] | Y | 1.7 | N |  | PA
60025 | Greenbacker Renewable Energy Corporation | 59333 | Faison Solar | NC | Duplin | FAIS1 | OP | Solar Photovoltaic | PV | IPP Non-CHP | 2 | 2 | 2 | 2 | 7 | 2015 |  |  |  | Y | [6 empty] | 180 | 25 | 2.2 | Y | [5 empty] | N |  | N |  | NC
58468 | Dominion Renewable Energy | 59334 | Catalina Solar 2, LLC | CA | Kern | INV-1 | OP | Solar Photovoltaic | PV | IPP Non-CHP | 2 | 18 | 18 | 18 | 8 | 2015 |  | Y | [8 empty] | 180 | 45 | 24.3 | Y | [5 empty] | N |  | N |  | CA
61119 | SRE Utility Solar 1, LLC | 59337 | Harrell's Hill Solar Center LLC | NC | Wayne | HHS1 | OP | Solar Photovoltaic | PV | IPP Non-CHP | 2 | 5 | 5 | 5 | 12 | 2015 |  |  |  | Y | [6 empty] | 180 | 25 | 6.4 | Y | [5 empty] | N |  | N |  | NC
59138 | SunPower Corporation, Systems | 59339 | Quinto Solar PV Project | CA | Merced | SSC13 | OP | Solar Photovoltaic | PV | IPP Non-CHP | 2 | 108 | 105.1 | 76.8 | 11 | 2015 |  | Y | [8 empty] | 0 | 0 | 108 | Y | [5 empty] | N |  | N |  | CA
59141 | Devens | 59358 | Devens | MA | Middlesex | MA2 | OP | Solar Photovoltaic | PV | IPP Non-CHP | 2 | 3 | 2 | 1 | 6 | 2014 |  |  |  | Y | [6 empty] | 180 | 25 | 3.7 | Y | [5 empty] | N |  | N |  | MA
59139 | SunEdison LLC | 59359 | SCE-Snowline-Duncan Road (North) | CA | San Bernardino | 10400 | OP | Solar Photovoltaic | PV | IPP Non-CHP | 2 | 1.5 | 1.5 | 1.5 | 10 | 2014 |  | Y | [8 empty] | 0 | 0 | 1.6 | Y | [5 empty] | N |  | N |  | CA
59139 | SunEdison LLC | 59360 | SCE-Snowline-Duncan Road (South) | CA | San Bernardino | 11113 | OP | Solar Photovoltaic | PV | IPP Non-CHP | 2 | 1 | 1 | 1 | 10 | 2014 |  | Y | [8 empty] | 0 | 0 | 1.1 | Y | [5 empty] | N |  | N |  | CA
58258 | SunRay Power LLC | 59361 | Browne Solar LLC | MA | Hampden | PV1 | OP | Solar Photovoltaic | PV | IPP Non-CHP | 2 | 1.4 | 1.4 | 1.4 | 4 | 2014 |  |  |  | Y | [6 empty] | 180 | 10 | 1.4 | Y | [5 empty] | N |  | Y | 1.4 | MA
58258 | SunRay Power LLC | 59362 | Indian Hill Solar LLC | MA | Hampden | PV1 | OP | Solar Photovoltaic | PV | IPP Non-CHP | 2 | 1.4 | 1.4 | 1.4 | 4 | 2014 |  |  |  | Y | [6 empty] | 180 | 10 | 1.4 | Y | [5 empty] | N |  | Y | 1.4 | MA
58258 | SunRay Power LLC | 59363 | State Street Solar LLC | MA | Hampden | PV1 | OP | Solar Photovoltaic | PV | IPP Non-CHP | 2 | 1.4 | 1.4 | 1.4 | 4 | 2014 |  |  |  | Y | [6 empty] | 180 | 10 | 1.4 | Y | [5 empty] | N |  | Y | 1.4 | MA
58258 | SunRay Power LLC | 59364 | Plainfield One Solar LLC | NJ | Somerset | PV1 | OP | Solar Photovoltaic | PV | IPP Non-CHP | 2 | 1.3 | 1.3 | 1.3 | 12 | 2011 |  |  |  | Y | [6 empty] | 180 | 10 | 1.3 | Y | [5 empty] | N |  | N |  | NJ
58258 | SunRay Power LLC | 59365 | 24 Applegate Solar LLC | NJ | Mercer | PV1 | OP | Solar Photovoltaic | PV | IPP Non-CHP | 2 | 4.9 | 4.9 | 4.9 | 6 | 2014 |  |  |  | Y | [6 empty] | 180 | 10 | 4.9 | Y | [5 empty] | N |  | N |  | NJ
58258 | SunRay Power LLC | 59366 | G&S Wantage Solar LLC | NJ | Sussex | PV1 | OP | Solar Photovoltaic | PV | IPP Non-CHP | 2 | 8.5 | 8.5 | 8.5 | 1 | 2014 |  |  |  | Y | [6 empty] | 180 | 10 | 8.5 | Y | [5 empty] | N |  | Y | 8.5 | NJ
58258 | SunRay Power LLC | 59367 | Engelhard Solar LLC | NJ | Middlesex | PV1 | OP | Solar Photovoltaic | PV | IPP Non-CHP | 2 | 1.1 | 1.1 | 1.1 | 12 | 2012 |  |  |  | Y | [6 empty] | 180 | 10 | 1.1 | Y | [5 empty] | N |  | Y | 1.1 | NJ
58258 | SunRay Power LLC | 59368 | Westborough Solar LLC | MA | Worcester | PV1 | OP | Solar Photovoltaic | PV | IPP Non-CHP | 2 | 2.2 | 2.2 | 2.2 | 4 | 2014 |  |  |  | Y | [6 empty] | 180 | 10 | 2.2 | Y |  |  |  |  | N | N |  | Y | 2.2 | MA
58258 | SunRay Power LLC | 59369 | Lakewood Seven Solar LLC | NJ | Ocean | PV1 | OP | Solar Photovoltaic | PV | IPP Non-CHP | 2 | 1 | 1 | 1 | 3 | 2012 |  |  |  | Y | [6 empty] | 180 | 10 | 1 | Y | [5 empty] | N |  | Y | 1 | NJ
58258 | SunRay Power LLC | 59370 | 4 Applegate Solar LLC | NJ | Mercer | PV1 | OP | Solar Photovoltaic | PV | IPP Non-CHP | 2 | 1.8 | 1.8 | 1.8 | 4 | 2012 |  |  |  | Y | [6 empty] | 180 | 10 | 1.8 | Y | [5 empty] | N |  | Y | 1.8 | NJ
58258 | SunRay Power LLC | 59371 | 12 Applegate Solar LLC | NJ | Mercer | PV1 | OP | Solar Photovoltaic | PV | IPP Non-CHP | 2 | 1.9 | 1.9 | 1.9 | 4 | 2012 |  |  |  | Y | [6 empty] | 180 | 10 | 1.9 | Y | [5 empty] | N |  | Y | 1.9 | NJ
59143 | Old Mill Solar | 59374 | Old Mill Solar | OR | Klamath | OMSLR | OP | Solar Photovoltaic | PV | IPP Non-CHP | 2 | 5 | 5 | 5 | 12 | 2015 |  | Y | [8 empty] | 180 |  | 6.8 | Y | [5 empty] | N |  | N |  | OR
59150 | Rose Hill Solar LLC | 59375 | Rose Hill | NC | Duplin | ROSE1 | OP | Solar Photovoltaic | PV | IPP Non-CHP | 2 | 2 | 2 | 2 | 12 | 2012 |  |  |  | Y | [6 empty] | 180 | 20 | 2.4 | Y | [5 empty] | N |  | N |  | NC
59149 | Dunn Solar, LLC | 59376 | Dunn | NC | Harnett | DUNN1 | OP | Solar Photovoltaic | PV | IPP Non-CHP | 2 | 2 | 2 | 2 | 12 | 2012 |  |  |  | Y | [6 empty] | 180 | 20 | 2.4 | Y | [5 empty] | N |  | N |  | NC
59153 | FLS Solar 80, LLC | 59377 | Town of Cary | NC | Duplin | CARY1 | OP | Solar Photovoltaic | PV | IPP Non-CHP | 2 | 1.5 | 1.5 | 1.5 | 12 | 2012 |  |  |  | Y | [6 empty] | 180 | 20 | 1.8 | Y | [5 empty] | N |  | N |  | NC
59158 | Wildwood Solar I, LLC | 59380 | Wildwood Solar I, LLC | CA | Kern | WLD1 | OP | Solar Photovoltaic | PV | IPP Non-CHP | 2 | 19.5 | 19.5 | 19.5 | 2 | 2015 |  | Y | [8 empty] | 180 |  | 26 | Y |  |  |  |  | N | N |  | N |  | CA
58468 | Dominion Renewable Energy | 59386 | Enterprise Solar, LLC | UT | Iron | ENTS1 | OP | Solar Photovoltaic | PV | IPP Non-CHP | 2 | 80 | 80 | 80 | 7 | 2016 |  | Y | [8 empty] | 180 | 60 | 105.1 | Y | [5 empty] | N |  | N |  | UT
58468 | Dominion Renewable Energy | 59387 | Escalante Solar I, LLC | UT | Beaver | ESCS1 | OP | Solar Photovoltaic | PV | IPP Non-CHP | 2 | 80 | 80 | 80 | 8 | 2016 |  | Y | [8 empty] | 180 | 60 | 105.1 | Y | [5 empty] | N |  | N |  | UT
58468 | Dominion Renewable Energy | 59388 | Escalante Solar II, LLC | UT | Beaver | ESCS2 | OP | Solar Photovoltaic | PV | IPP Non-CHP | 2 | 80 | 80 | 80 | 8 | 2016 |  | Y | [8 empty] | 180 | 60 | 105.1 | Y | [5 empty] | N |  | N |  | UT
58468 | Dominion Renewable Energy | 59389 | Escalante Solar III, LLC | UT | Beaver | ESCS3 | OP | Solar Photovoltaic | PV | IPP Non-CHP | 2 | 80 | 80 | 80 | 8 | 2016 |  | Y | [8 empty] | 180 | 60 | 105.3 | Y | [5 empty] | N |  | N |  | UT
58677 | CD US Solar MT1 LLC | 59390 | True North | MA | Essex | TNE1 | OP | Solar Photovoltaic | PV | IPP Non-CHP | 2 | 4.8 | 4.8 | 4.8 | 8 | 2012 |  |  |  | Y | [6 empty] | 180 | 30 | 5.7 | Y | [5 empty] | N |  | Y | 5 | MA
59171 | Suncore Photovoltaics, Inc | 59393 | Eubank Landfill Solar Array | NM | Bernalillo | ESNM1 | OP | Solar Photovoltaic | PV | IPP Non-CHP | 2 | 2 | 2 | 2 | 11 | 2013 | Y | Y | Y | Y | [6 empty] | 90 | 30 | 2.5 | Y |  |  |  |  | Y | N |  | N |  | NM
58440 | CD US Solar MT 2 LLC | 59394 | Grafton Solar | MA | Worcester | KRS03 | OP | Solar Photovoltaic | PV | IPP Non-CHP | 2 | 1.5 | 1.5 | 1.5 | 10 | 2013 |  |  |  | Y | [6 empty] | 180 | 25 | 1.7 | Y | [5 empty] | N |  | N |  | MA
59173 | City of Tulare Water Pollution Control | 59395 | City of Tulare Water Facility | CA | Tulare | SC500 | OP | Solar Photovoltaic | PV | Commercial Non-CHP | 4 | 1 | 1 | 0.8 | 2 | 2011 |  |  |  | Y | [6 empty] | 180 | 40 | 1.2 | Y | [5 empty] | Y | 1.2 | N |  | CA
59174 | CD US Solar MT3, LLC | 59396 | Shaffer | MA | Middlesex | SHF01 | OP | Solar Photovoltaic | PV | IPP Non-CHP | 2 | 5 | 5 | 5 | 9 | 2014 |  |  |  | Y | [6 empty] | 180 | 10 | 6 | Y | [5 empty] | N |  | N |  | MA
59175 | Searchlight Solar LLC | 59404 | Searchlight Solar | NV | Clark | 1 | OP | Solar Photovoltaic | PV | IPP Non-CHP | 2 | 17.5 | 17.5 | 17.5 | 12 | 2014 |  | Y | [8 empty] | 90 |  | 21.4 | Y | [5 empty] | N |  | N |  | NV
59176 | Diamond Valley Solar LLC | 59405 | Diamond Valley Solar Project | CA | Riverside | PV11 | OP | Solar Photovoltaic | PV | IPP Non-CHP | 2 | 1.3 | 1.3 | 1.3 | 1 | 2015 |  | Y | [8 empty] | 180 | 25 | 1.5 | Y | [5 empty] | N |  | N |  | CA
59533 | Facile Solar LLC | 59406 | Facile Solar | NC | Alamance | SYS1 | OP | Solar Photovoltaic | PV | IPP Non-CHP | 2 | 2 | 2 | 2 | 10 | 2015 |  | N |  | Y | [6 empty] | 180 | 20 | 2 | Y |  |  |  |  | Y | N |  | N |  | NC
59180 | Newman Solar LLC | 59407 | Newman Solar | TX | El Paso | NEW1 | OP | Solar Photovoltaic | PV | IPP Non-CHP | 2 | 10.5 | 10.3 | 10.3 | 12 | 2014 |  | Y | [8 empty] | 90 |  | 13.1 | Y | [5 empty] | N |  | N |  | TX
59183 | Shafter Solar LLC | 59408 | Shafter Solar LLC | CA | Kern | 1 | OP | Solar Photovoltaic | PV | IPP Non-CHP | 2 | 20 | 20 | 20 | 5 | 2015 |  | Y | [8 empty] | 0 | 0 | 26.8 | Y | [5 empty] | N |  | N |  | CA
59185 | CD US Solar PO 3, LLC | 59409 | Madelyn Solar, LLC | CA | San Bernardino | SNL17 | OP | Solar Photovoltaic | PV | IPP Non-CHP | 2 | 1 | 1 | 1 | 12 | 2014 |  | Y | [8 empty] | 45 | 0 | 1.3 | Y | [5 empty] | N |  | N |  | CA
59185 | CD US Solar PO 3, LLC | 59410 | Rudy Solar, LLC | CA | San Bernardino | SNL19 | OP | Solar Photovoltaic | PV | IPP Non-CHP | 2 | 1.5 | 1.5 | 1.5 | 12 | 2014 |  | Y | [8 empty] | 45 | 0 | 2.1 | Y | [5 empty] | N |  | N |  | CA
59185 | CD US Solar PO 3, LLC | 59411 | Mitchell Solar, LLC | CA | San Bernardino | SNL18 | OP | Solar Photovoltaic | PV | IPP Non-CHP | 2 | 1.5 | 1.5 | 1.5 | 12 | 2014 |  | Y | [8 empty] | 45 | 0 | 2.1 | Y | [5 empty] | N |  | N |  | CA
59050 | Algonquin Power Co | 59412 | Algonquin SKIC20 Solar LLC | CA | Kern | SKI20 | OP | Solar Photovoltaic | PV | IPP Non-CHP | 2 | 20 | 20 | 20 | 5 | 2015 |  | Y | [8 empty] | 180 |  | 25 | Y |  |  |  |  | N | N |  | N |  | CA
56769 | Consolidated Edison Development Inc. | 59413 | Corcoran Solar 2 | CA | Kings | C2CA | OP | Solar Photovoltaic | PV | IPP Non-CHP | 2 | 19.8 | 19.8 | 19.8 | 5 | 2015 |  | Y | [8 empty] | 0 | 0 | 26 | Y | [5 empty] | N |  | N |  | CA
56769 | Consolidated Edison Development Inc. | 59414 | Atwell Island West Solar | CA | Tulare | AWCA | OP | Solar Photovoltaic | PV | IPP Non-CHP | 2 | 20 | 20 | 20 | 5 | 2015 |  | Y | [8 empty] | 0 | 0 | 26 | Y | [5 empty] | N |  | N |  | CA
59187 | Anaheim Public Utilities | 59416 | Anaheim Solar Energy Plant | CA | Orange | PV1 | OP | Solar Photovoltaic | PV | Electric Utility | 1 | 2.1 | 2 | 1.2 | 8 | 2014 |  |  |  | Y | [6 empty] | 180 | 5 | 2.4 | Y | [5 empty] | N |  | N |  | CA
59139 | SunEdison LLC | 59421 | SCE-Snowline-White Road (South) | CA | San Bernardino | 11111 | OP | Solar Photovoltaic | PV | IPP Non-CHP | 2 | 1.5 | 1.5 | 1.5 | 11 | 2014 |  | Y | [8 empty] | 0 | 0 | 1.7 | Y | [5 empty] | N |  | N |  | CA
59139 | SunEdison LLC | 59422 | SCE-Snowline-White Road (North) | CA | San Bernardino | 10401 | OP | Solar Photovoltaic | PV | IPP Non-CHP | 2 | 1.5 | 1.5 | 1.5 | 11 | 2014 |  | Y | [8 empty] | 0 | 0 | 1.7 | Y | [5 empty] | N |  | N |  | CA
59139 | SunEdison LLC | 59423 | SCE-Snowline-White Rd (Central) | CA | San Bernardino | 10402 | OP | Solar Photovoltaic | PV | IPP Non-CHP | 2 | 1.5 | 1.5 | 1.5 | 11 | 2014 |  | Y | [8 empty] | 0 | 0 | 1.7 | Y | [5 empty] | N |  | N |  | CA
59200 | Indy Airport Solar Project II, LLC | 59424 | IND Solar Farm (Phase IIA) | IN | Marion | IND2A | OP | Solar Photovoltaic | PV | IPP Non-CHP | 2 | 7.5 | 7.5 | 7.5 | 12 | 2014 |  | Y | [8 empty] | 0 | 0 | 9.8 | Y | [5 empty] | Y | 9.7 | N |  | IN
59199 | SolNCPower2, LLC | 59426 | GKS Solar | NC | Perquimans | GKS1 | OP | Solar Photovoltaic | PV | IPP Non-CHP | 2 | 5 | 5 | 5 | 8 | 2015 |  |  |  | Y | [6 empty] | 180 | 20 | 6.6 | Y | [5 empty] | N |  | N |  | NCDOM
59202 | SolNCPower1, LLC | 59427 | Two Mile Solar | NC | Perquimans | TMS1 | OP | Solar Photovoltaic | PV | IPP Non-CHP | 2 | 5 | 5 | 5 | 6 | 2015 |  |  |  | Y | [6 empty] | 180 | 20 | 6.5 | Y | [5 empty] | N |  | N |  | NCDOM
59206 | Downs Farm Solar, LLC | 59429 | Downs Farm Solar | NC | Hertford | DOWN1 | OP | Solar Photovoltaic | PV | IPP Non-CHP | 2 | 5 | 5 | 5 | 11 | 2015 |  |  |  | Y | [6 empty] | 180 | 20 | 6.5 | Y | [5 empty] | N |  | N |  | NCDOM
59208 | NRG Solar Las Vegas MB-1 | 59430 | NRG Solar Las Vegas MB-1 | NV | Clark | MB-1 | OP | Solar Photovoltaic | PV | IPP Non-CHP | 2 | 5 | 5 | 5 | 2 | 2015 |  |  |  | Y | [6 empty] | 180 | 10 | 5 | Y | [5 empty] | N |  | N |  | NV
58661 | Sustainable Power Group, LLC | 59431 | Sierra Solar Greenworks | CA | Los Angeles | SSG1 | OP | Solar Photovoltaic | PV | IPP Non-CHP | 2 | 20 | 20 | 20 | 11 | 2015 |  |  |  | Y | [6 empty] | 193 | 25 | 22.5 |  | Y |  |  |  |  | N |  | N |  | CA
59209 | Half Moon Ventures, LLC | 59432 | Duke Building 87 | IN | Marion | DUK87 | OP | Solar Photovoltaic | PV | IPP Non-CHP | 2 | 2.7 | 2.7 | 2.7 | 12 | 2014 |  |  |  | Y | [6 empty] | 180 | 10 | 2.9 | Y | [5 empty] | N |  | N |  | IN
59209 | Half Moon Ventures, LLC | 59433 | Duke Building 98 | IN | Marion | DUK98 | OP | Solar Photovoltaic | PV | IPP Non-CHP | 2 | 2.7 | 2.7 | 2.7 | 12 | 2014 |  |  |  | Y | [6 empty] | 180 | 10 | 3.3 | Y | [5 empty] | N |  | N |  | IN
59209 | Half Moon Ventures, LLC | 59434 | Duke Building 129 | IN | Marion | DU129 | OP | Solar Photovoltaic | PV | IPP Non-CHP | 2 | 3.4 | 3.4 | 3.4 | 12 | 2014 |  |  |  | Y | [6 empty] | 180 | 10 | 3.9 | Y | [5 empty] | N |  | N |  | IN
59212 | Adelanto Solar II, LLC | 59440 | Adelanto Solar II, LLC | CA | San Bernardino | SAS | OP | Solar Photovoltaic | PV | IPP Non-CHP | 2 | 7 | 7 | 7 | 7 | 2015 |  | Y | [8 empty] | 0 | 0 | 7.4 | Y | [5 empty] | N |  | N |  | CA
59211 | Adelanto Solar, LLC | 59441 | Adelanto Solar, LLC | CA | San Bernardino | SAS | OP | Solar Photovoltaic | PV | IPP Non-CHP | 2 | 20 | 20 | 20 | 9 | 2015 |  | Y | [8 empty] | 0 | 0 | 21.5 | Y | [5 empty] | N |  | N |  | CA
58468 | Dominion Renewable Energy | 59443 | TA-Acacia, LLC | CA | Los Angeles | WAS1 | OP | Solar Photovoltaic | PV | IPP Non-CHP | 2 | 20 | 20 | 20 | 11 | 2014 |  | Y | [8 empty] | 180 | 60 | 28.4 | Y | N |  |  |  |  | N |  | N |  | CA
803 | Arizona Public Service Co | 59444 | SR85 | AZ | Maricopa | PV1 | OP | Solar Photovoltaic | PV | Electric Utility | 1 | 10 | 10 | 10 | 9 | 2015 |  | Y | [8 empty] | 0 | 0 | 15.6 | Y | [5 empty] | N |  | N |  | AZ
59215 | SA Solar Services, LLC | 59445 | St. Albans SPEED Project | VT | Franklin | PV1 | OP | Solar Photovoltaic | PV | IPP Non-CHP | 2 | 2 | 2 | 2 | 12 | 2013 |  |  |  | Y | [6 empty] | 180 | 25 | 2 | Y | [5 empty] | N |  | N |  | VT
59214 | RE Cranbury Solar 1, LLC | 59446 | Cranbury | NJ | Middlesex | CRANB | OP | Solar Photovoltaic | PV | IPP Non-CHP | 2 | 5 | 5 | 5 | 12 | 2011 |  |  |  | Y | [6 empty] | 0 | 20 | 5.7 | Y | [5 empty] | N |  | N |  | NJ
17650 | Southern Power Co | 59449 | Decatur County Solar Project | GA | Decatur | DCSP1 | OP | Solar Photovoltaic | PV | IPP Non-CHP | 2 | 20 | 19 | 19 | 12 | 2015 |  | Y | [8 empty] | 90 |  | 27 | Y | [5 empty] | N |  | N |  | GA
17650 | Southern Power Co | 59450 | Decatur Parkway Solar Project, LLC | GA | Decatur | DPSP1 | OP | Solar Photovoltaic | PV | IPP Non-CHP | 2 | 80 | 80 | 80 | 12 | 2015 |  | Y | [8 empty] | 90 |  | 110 | Y | [5 empty] | N |  | N |  | GA
59217 | CBC Alternative Energy, LLC | 59451 | CBC Solar Energy Gen Fac Phase 2 | NC | Wake | PV2 | OP | Solar Photovoltaic | PV | IPP Non-CHP | 2 | 2.5 | 2.5 | 2.5 | 12 | 2013 |  |  |  | Y | [6 empty] | 189 | 33 | 3.1 | Y | [5 empty] | N |  | N |  | NC
59220 | Valencia Solar, LLC | 59454 | Valencia Solar | AZ | Pima | VALEN | OP | Solar Photovoltaic | PV | IPP Non-CHP | 2 | 10 | 10 | 10 | 6 | 2013 |  | Y | [8 empty] | 0 | 0 | 12.7 | Y | [5 empty] | Y | 12.7 | N |  | AZ
59221 | Tech Park Solar, LLC | 59455 | Tech Park Solar | AZ | Pima | TECHP | OP | Solar Photovoltaic | PV | IPP Non-CHP | 2 | 5 | 5 | 5 | 12 | 2012 |  | Y | [8 empty] | 0 | 0 | 6.6 | Y | [5 empty] | Y | 6.6 | N |  | AZ
59223 | BFI Waste Systems of GA, LLC | 59459 | Hickory Ridge Landfill Solar Project | GA | DeKalb | 5088 | OP | Solar Photovoltaic | PV | IPP Non-CHP | 2 | 1 | 1 | 1 | 9 | 2011 |  |  |  | Y | [6 empty] | 180 | 30 | 1 |  |  | Y |  |  |  | N |  | N |  | GA
59229 | Denver Int'l Airport IV Solar | 59462 | Denver Intl Airport IV Solar | CO | Denver | DIA4 | OP | Solar Photovoltaic | PV | IPP Non-CHP | 2 | 1.5 | 1.5 | 0.6 | 7 | 2014 |  |  |  | Y | [6 empty] | 180 | 25 | 2 | Y | [5 empty] | Y | 2 | N |  | CO
59230 | DESRI V Mass Solar Holdco, LLC | 59463 | Ayers Village Solar | MA | Essex | 1 | OP | Solar Photovoltaic | PV | IPP Non-CHP | 2 | 2 | 2 | 2 | 6 | 2014 |  |  |  | Y | [6 empty] | 180 | 23 | 2.4 | Y | [5 empty] | Y | 2 | N |  | MA
59230 | DESRI V Mass Solar Holdco, LLC | 59464 | Monson Solar | MA | Hampden | 2 | OP | Solar Photovoltaic | PV | IPP Non-CHP | 2 | 3 | 3 | 3 | 7 | 2014 |  |  |  | Y | [6 empty] | 180 | 20 | 3.6 | Y | [5 empty] | Y | 3.5 | N |  | MA
59230 | DESRI V Mass Solar Holdco, LLC | 59465 | Sullivan Solar | MA | Bristol | 1 | OP | Solar Photovoltaic | PV | IPP Non-CHP | 2 | 1.5 | 1.5 | 1.5 | 8 | 2014 |  |  |  | Y | [6 empty] | 180 | 17 | 2 | Y | [5 empty] | Y | 1.7 | N |  | MA
59230 | DESRI V Mass Solar Holdco, LLC | 59466 | Winchendon Solar | MA | Worcester | 3 | OP | Solar Photovoltaic | PV | IPP Non-CHP | 2 | 1.9 | 1.9 | 1.9 | 4 | 2014 |  |  |  | Y | [6 empty] | 180 | 20 | 2.4 | Y | [5 empty] | Y | 2.3 | N |  | MA
59232 | Kearsarge Solar LLC | 59468 | KS Solar Six LLC | MA | Worcester | HUBB | OP | Solar Photovoltaic | PV | IPP Non-CHP | 2 | 2.5 | 2 | 2 | 12 | 2013 |  |  |  | Y | [6 empty] | 180 | 20 | 2.5 | Y | [5 empty] | N |  | Y | 2.5 | MA
58468 | Dominion Renewable Energy | 59469 | Alamo Solar | CA | San Bernardino | ALAMO | OP | Solar Photovoltaic | PV | IPP Non-CHP | 2 | 20 | 20 | 20 | 5 | 2015 |  | Y | [8 empty] | 180 | 45 | 23.7 | Y | [5 empty] | N |  | N |  | CA
59237 | Ulysses Solar, LLC | 59470 | Cornell Snyder Road Solar Array | NY | Tompkins | CSR1 | OP | Solar Photovoltaic | PV | IPP Non-CHP | 2 | 1.8 | 1.8 | 1.4 | 11 | 2014 |  |  |  | Y | [6 empty] | 180 | 17 | 1.8 | Y | [5 empty] | N |  | N |  | NY
57369 | Apple, Inc | 59472 | Ft. Churchill PV | NV | Lyon | NVC7 | OP | Solar Photovoltaic | PV | Commercial Non-CHP | 4 | 19.9 | 19.9 | 6.4 | 5 | 2015 | Y | Y |  |  |  | Y |  |  |  |  | 90 |  | 20.3 | Y | [5 empty] | N |  | N |  | NV
57369 | Apple, Inc | 59473 | Apple Campus 2 PV | CA | Santa Clara | AC2PV | OP | Solar Photovoltaic | PV | Industrial Non-CHP | 6 | 14.4 | 14.4 | 7 | 6 | 2017 |  |  |  | Y | [6 empty] | 210 | 5 | 15.8 | Y | [5 empty] | Y | 2 | N |  | CA
57369 | Apple, Inc | 59474 | Apple Data Center PV3 | NC | Catawba | DCPV3 | OP | Solar Photovoltaic | PV | Commercial Non-CHP | 4 | 17.5 | 17.5 | 1.6 | 12 | 2015 |  | Y | [8 empty] | 90 |  | 21.9 | Y | [5 empty] | N |  | N |  | NC
59240 | Clarendon Solar Farm, LLC | 59476 | Clarendon Solar Farm | VT | Rutland | VT001 | OP | Solar Photovoltaic | PV | IPP Non-CHP | 2 | 2 | 2 | 2 | 7 | 2014 |  |  |  | Y | [6 empty] | 180 | 27 | 2.4 | Y | [5 empty] | N |  | N |  | VT
59241 | Claire Solar Partners LLC | 59477 | Claire Solar Farm | VT | Chittenden | CSF1 | OP | Solar Photovoltaic | PV | IPP Non-CHP | 2 | 2.2 | 2.2 | 1.3 | 7 | 2014 |  |  | Y | [9 empty] | 2.2 | Y | [5 empty] | N |  | N |  | VT
9234 | Indiana Municipal Power Agency | 59478 | IMPA Richmond Solar Park | IN | Wayne | SRICH | OP | Solar Photovoltaic | PV | Electric Utility | 1 | 1 | 1 | 0.8 | 9 | 2014 |  | Y | [8 empty] | 180 |  | 1.2 | Y | [5 empty] | N |  | N |  | IN
9234 | Indiana Municipal Power Agency | 59479 | IMPA Frankton Solar Park | IN | Madison | SFRAN | OP | Solar Photovoltaic | PV | Electric Utility | 1 | 1 | 1 | 0.8 | 7 | 2014 |  |  |  | Y | [6 empty] | 180 | 25 | 1.2 | Y | [5 empty] | N |  | N |  | IN
9234 | Indiana Municipal Power Agency | 59480 | IMPA Rensselaer Solar Park | IN | Jasper | SRENS | OP | Solar Photovoltaic | PV | Electric Utility | 1 | 1 | 1 | 0.8 | 5 | 2014 |  |  |  | Y | [6 empty] | 180 | 25 | 1.2 | Y | [5 empty] | N |  | N |  | IN
9234 | Indiana Municipal Power Agency | 59481 | IMPA Peru Solar Park | IN | Miami | SPERU | OP | Solar Photovoltaic | PV | Electric Utility | 1 | 3 | 3 | 2.4 | 8 | 2015 |  |  |  | Y | [6 empty] | 180 | 25 | 3.7 | Y | [5 empty] | N |  | N |  | IN
9234 | Indiana Municipal Power Agency | 59482 | IMPA Tell City Solar Park | IN | Perry | STELL | OP | Solar Photovoltaic | PV | Electric Utility | 1 | 1 | 1 | 0.8 | 7 | 2015 |  |  |  | Y | [6 empty] | 180 | 25 | 1.3 | Y | [5 empty] | N |  | N |  | IN
9234 | Indiana Municipal Power Agency | 59483 | IMPA Crawfordsville Solar Park | IN | Montgomery | SCRAW | OP | Solar Photovoltaic | PV | Electric Utility | 1 | 3 | 3 | 2.4 | 9 | 2015 |  |  |  | Y | [6 empty] | 180 | 25 | 3.7 | Y | [5 empty] | N |  | N |  | IN
59254 | NuGen Capital Management | 59484 | Hadley Solar NG, LLC | MA | Hampshire | PV1 | OP | Solar Photovoltaic | PV | IPP Non-CHP | 2 | 3 | 2 | 1 | 7 | 2014 |  |  |  | Y | [6 empty] | 180 | 25 | 2.9 | Y | [5 empty] | Y | 2.9 | N |  | MA
59254 | NuGen Capital Management | 59485 | 265 Pleasant Solar NG, LLC | MA | Worcester | PV2 | OP | Solar Photovoltaic | PV | IPP Non-CHP | 2 | 2.2 | 1.9 | 0.3 | 7 | 2014 |  |  |  | Y | [6 empty] | 180 | 25 | 2.2 | Y | [5 empty] | N |  | Y | 1.9 | MA
59245 | Lanier Solar | 59486 | Lanier Solar | NC | Duplin | LANIE | OP | Solar Photovoltaic | PV | IPP Non-CHP | 2 | 4.9 | 4.9 | 4.9 | 9 | 2016 |  |  |  | Y | [6 empty] | 180 | 20 | 7 | Y | [5 empty] | N |  | N |  | NC
61060 | Cypress Creek Renewables | 59487 | Highwater Solar I | NC | Wayne | HIGHW | OP | Solar Photovoltaic | PV | IPP Non-CHP | 2 | 4.9 | 4.9 | 4.9 | 12 | 2015 |  |  |  | Y | [6 empty] | 180 | 20 | 6.4 | Y | [5 empty] | N |  | N |  | NC
59244 | GEM Energy LLC | 59489 | Anthony Wayne Solar #1 | OH | Lucas | AWS1 | OP | Solar Photovoltaic | PV | IPP Non-CHP | 2 | 1.7 | 1.7 | 1.2 | 6 | 2014 |  |  |  | Y | [6 empty] | 180 | 25 | 2.1 |  | Y |  |  |  |  | Y | 2.1 | N |  | OH
59252 | GRE 314 East Lyme LLC | 59495 | Antares-GRE 314 East Lyme LLC | CT | New London | GRE01 | OP | Solar Photovoltaic | PV | IPP Non-CHP | 2 | 4 | 4 | 4 | 6 | 2014 |  |  |  | Y | [6 empty] | 180 | 30 | 5 | Y | [5 empty] | N |  | N |  | CT
61060 | Cypress Creek Renewables | 59497 | Andrew Solar | NC | Craven | PV1 | OP | Solar Photovoltaic | PV | IPP Non-CHP | 2 | 5 | 5 | 5 | 12 | 2015 |  |  |  | Y | [6 empty] | 180 | 20 | 6.4 | Y | [5 empty] | N |  | N |  | NC
61060 | Cypress Creek Renewables | 59498 | Tracy Solar | NC | Nash | PV1 | OP | Solar Photovoltaic | PV | IPP Non-CHP | 2 | 10 | 10 | 10 | 12 | 2015 |  |  |  | Y | [6 empty] | 180 | 20 | 15 | Y | [5 empty] | N |  | N |  | NC
59903 | Candace Solar LLC | 59499 | Candace Solar | NC | Johnston | PV1 | OP | Solar Photovoltaic | PV | IPP Non-CHP | 2 | 5 | 5 | 5 | 8 | 2016 |  |  |  | Y | [6 empty] | 180 | 20 | 6.6 | Y | [5 empty] | N |  | N |  | NC
60025 | Greenbacker Renewable Energy Corporation | 59500 | Sarah Solar | NC | Franklin | SARAH | OP | Solar Photovoltaic | PV | IPP Non-CHP | 2 | 5 | 5 | 5 | 7 | 2015 |  |  |  | Y | [6 empty] | 180 | 25 | 6.3 | Y | [5 empty] | N |  | N |  | NC
60025 | Greenbacker Renewable Energy Corporation | 59501 | Nitro Solar | NC | Johnston | NITRO | OP | Solar Photovoltaic | PV | IPP Non-CHP | 2 | 5 | 5 | 5 | 7 | 2015 |  |  |  | Y | [6 empty] | 180 | 25 | 6.2 | Y | [5 empty] | N |  | N |  | NC
60008 | Melinda Solar LLC | 59502 | Melinda Solar | NC | Vance | PV1 | OP | Solar Photovoltaic | PV | IPP Non-CHP | 2 | 5 | 5 | 5 | 8 | 2015 |  |  |  | Y | [6 empty] | 180 | 20 | 6.2 | Y | [5 empty] | N |  | N |  | NC
61060 | Cypress Creek Renewables | 59503 | Jacob Solar | NC | Rockingham | PV1 | OP | Solar Photovoltaic | PV | IPP Non-CHP | 2 | 5 | 5 | 5 | 1 | 2016 |  |  |  | Y | [6 empty] | 180 | 20 | 5 | Y | [5 empty] | N |  | N |  | NC
60009 | Porter Solar LLC | 59504 | Porter Solar | NC | Craven | PV1 | OP | Solar Photovoltaic | PV | IPP Non-CHP | 2 | 5 | 5 | 5 | 8 | 2015 |  |  |  | Y | [6 empty] | 180 | 20 | 6 | Y | [5 empty] | N |  | N |  | NC
59904 | Sun Devil Solar LLC | 59505 | Sun Devil Solar | NC | Warren | PV1 | OP | Solar Photovoltaic | PV | IPP Non-CHP | 2 | 5 | 5 | 5 | 12 | 2015 |  |  |  | Y | [6 empty] | 180 | 20 | 6.2 | Y | [5 empty] | N |  | N |  | NC
60010 | Quincy Solar LLC | 59506 | Quincy Solar | NC | Cumberland | PV1 | OP | Solar Photovoltaic | PV | IPP Non-CHP | 2 | 4 | 4 | 4 | 11 | 2015 |  |  |  | Y | [6 empty] | 180 | 20 | 5.2 | Y | [5 empty] | N |  | N |  | NC
61060 | Cypress Creek Renewables | 59507 | Kenneth Solar | NC | Warren | PV1 | OP | Solar Photovoltaic | PV | IPP Non-CHP | 2 | 3 | 3 | 3 | 1 | 2016 |  |  |  | Y | [6 empty] | 180 | 20 | 3 | Y | [5 empty] | N |  | N |  | NC
61060 | Cypress Creek Renewables | 59508 | Chei Solar | NC | Nash | PV1 | OP | Solar Photovoltaic | PV | IPP Non-CHP | 2 | 5 | 5 | 5 | 1 | 2016 |  |  |  | Y | [6 empty] | 180 | 20 | 5 | Y | [5 empty] | N |  | N |  | NC
61060 | Cypress Creek Renewables | 59509 | Murdock Solar | NC | Johnston | PV1 | OP | Solar Photovoltaic | PV | IPP Non-CHP | 2 | 4 | 4 | 4 | 1 | 2016 |  |  |  | Y | [6 empty] | 180 | 20 | 4 | Y | [5 empty] | N |  | N |  | NC
61060 | Cypress Creek Renewables | 59510 | Husky Solar | NC | Rockingham | PV1 | OP | Solar Photovoltaic | PV | IPP Non-CHP | 2 | 5 | 5 | 5 | 12 | 2016 |  |  |  | Y | [6 empty] | 180 | 20 | 6.3 | Y | [5 empty] | N |  | N |  | NC
61060 | Cypress Creek Renewables | 59511 | Beetle Solar | NC | Cleveland | PV1 | OP | Solar Photovoltaic | PV | IPP Non-CHP | 2 | 4 | 4 | 4 | 12 | 2016 |  |  |  | Y | [6 empty] | 180 | 20 | 4.8 | Y | [5 empty] | N |  | N |  | NC
61060 | Cypress Creek Renewables | 59512 | Happy Solar | NC | Johnston | PV1 | OP | Solar Photovoltaic | PV | IPP Non-CHP | 2 | 4 | 4 | 4 | 1 | 2016 |  |  |  | Y | [6 empty] | 180 | 20 | 4 | Y | [5 empty] | N |  | N |  | NC
59263 | Fresh Air Energy XVIII, LLC | 59513 | Meadows PV 1 | NC | Martin | MEAD1 | OP | Solar Photovoltaic | PV | IPP Non-CHP | 2 | 20 | 20 | 20 | 6 | 2016 |  |  |  | Y | [6 empty] | 180 | 20 | 20 |  |  |  | Y |  |  | N |  | N |  | NCDOM
58970 | Ecoplexus, Inc | 59514 | Flat Meeks PV 1 | NC | Martin | FLAT1 | OP | Solar Photovoltaic | PV | IPP Non-CHP | 2 | 5 | 5 | 5 | 10 | 2017 |  |  |  | Y | [6 empty] | 190 | 20 | 6.5 | Y | [5 empty] | N |  | N |  | NCDOM
58970 | Ecoplexus, Inc | 59515 | Benthall Bridge PV 1 | NC | Hertford | BENT1 | OP | Solar Photovoltaic | PV | IPP Non-CHP | 2 | 5 | 5 | 5 | 12 | 2016 |  | Y |  | N | [6 empty] | 180 | 20 | 6.5 | Y | [5 empty] | N |  | N |  | NCDOM
58970 | Ecoplexus, Inc | 59516 | American Legion PV 1 | NC | Halifax | AMLEG | OP | Solar Photovoltaic | PV | IPP Non-CHP | 2 | 16 | 16 | 16 | 12 | 2017 |  |  |  | Y | [6 empty] | 190 | 20 | 20 | Y | [5 empty] | N |  | N |  | NCDOM
58970 | Ecoplexus, Inc | 59517 | Baker PV 1 | NC | Hertford | BAKE1 | OP | Solar Photovoltaic | PV | IPP Non-CHP | 2 | 5 | 5 | 5 | 12 | 2016 |  |  |  | Y | [6 empty] | 190 | 20 | 7 | Y | [5 empty] | N |  | N |  | NCDOM
58970 | Ecoplexus, Inc | 59519 | Old Catawba PV 1 | NC | Catawba | OLDC | OP | Solar Photovoltaic | PV | IPP Non-CHP | 2 | 3.5 | 3.5 | 3.5 | 12 | 2015 |  |  |  | Y | [6 empty] | 190 | 20 | 5 | Y | [5 empty] | N |  | N |  | NC
58970 | Ecoplexus, Inc | 59521 | Little River PV 1 | NC | Randolph | LTLRV | OP | Solar Photovoltaic | PV | IPP Non-CHP | 2 | 5 | 5 | 5 | 12 | 2015 |  |  |  | Y | [6 empty] | 190 | 20 | 7 | Y | [5 empty] | N |  | N |  | NC
59257 | Giffen Solar Park, LLC | 59522 | Giffen Solar Park | CA | Fresno | FRGSP | OP | Solar Photovoltaic | PV | IPP Non-CHP | 2 | 20 | 20 | 18 | 6 | 2017 |  | Y | [8 empty] | 180 |  | 27.9 | Y | [5 empty] | N |  | N |  | CA
59258 | Five Points Solar Park, LLC | 59523 | Five Points Solar Park | CA | Fresno | FRFSP | OP | Solar Photovoltaic | PV | IPP Non-CHP | 2 | 60 | 60 | 50 | 9 | 2016 |  | Y | [8 empty] | 180 |  | 60 | Y | [5 empty] | N |  | N |  | CA
59261 | Colonial Eagle Solar, LLC | 59526 | Whitakers | NC | Nash | WHIT1 | OP | Solar Photovoltaic | PV | IPP Non-CHP | 2 | 12 | 12 | 12 | 12 | 2015 |  | Y | [8 empty] | 180 |  | 16.8 | Y | [5 empty] | N |  | N |  | NC
59261 | Colonial Eagle Solar, LLC | 59527 | Kelford | NC | Bertie | KELF1 | OP | Solar Photovoltaic | PV | IPP Non-CHP | 2 | 20 | 20 | 20 | 12 | 2015 |  | Y | [8 empty] | 180 |  | 30 | Y | [5 empty] | N |  | N |  | NCDOM
59262 | NRG Solar Oasis, LLC | 59528 | NRG Solar Oasis LLC | CA | Los Angeles | OASIS | OP | Solar Photovoltaic | PV | IPP Non-CHP | 2 | 20 | 20 | 20 | 1 | 2016 |  | Y | [8 empty] | 90 | 45 | 27.8 |  | Y |  |  |  |  | N |  | N |  | CA
59261 | Colonial Eagle Solar, LLC | 59530 | Pasquotank | NC | Pasquotank | PASQ1 | OP | Solar Photovoltaic | PV | IPP Non-CHP | 2 | 20 | 20 | 20 | 12 | 2014 |  | Y | [8 empty] | 0 | 0 | 28 | Y | [5 empty] | N |  | N |  | NCDOM
59273 | 62SK 8me, LLC | 59532 | Springbok Solar Farm 1 | CA | Kern | SB1 | OP | Solar Photovoltaic | PV | IPP Non-CHP | 2 | 105 | 105 | 105 | 7 | 2016 |  | Y | [8 empty] | 90 |  | 136.8 | Y | [5 empty] | N |  | N |  | CA
60025 | Greenbacker Renewable Energy Corporation | 59533 | Princeton | NC | Johnston | PRCTN | OP | Solar Photovoltaic | PV | IPP Non-CHP | 2 | 5 | 5 | 5 | 7 | 2015 |  |  |  | Y | [6 empty] | 180 | 25 | 6.5 | Y | [5 empty] | N |  | N |  | NC
60025 | Greenbacker Renewable Energy Corporation | 59534 | 4Oaks | NC | Johnston | 4OAKS | OP | Solar Photovoltaic | PV | IPP Non-CHP | 2 | 5 | 5 | 5 | 7 | 2015 |  |  |  | Y | [6 empty] | 180 | 25 | 6.5 | Y | [5 empty] | N |  | N |  | NC
59274 | SR Hazlehurst, LLC | 59535 | SR Hazlehurst | GA | Jeff Davis | HAZLE | OP | Solar Photovoltaic | PV | IPP Non-CHP | 2 | 20 | 20 | 20 | 11 | 2015 |  |  |  | Y | [6 empty] | 180 | 20 | 27.4 | Y | [5 empty] | N |  | N |  | GA
59275 | CF SBC Master Tenant One LLC | 59536 | Coronus Adelanto West 1 | CA | San Bernardino | AWI | OP | Solar Photovoltaic | PV | IPP Non-CHP | 2 | 1.5 | 1.5 | 1.5 | 1 | 2015 |  |  |  | Y | [6 empty] | 180 | 20 | 1.8 | Y | [5 empty] | N |  | N |  | CA
59275 | CF SBC Master Tenant One LLC | 59537 | Coronus Adelanto West 2 | CA | San Bernardino | AW2 | OP | Solar Photovoltaic | PV | IPP Non-CHP | 2 | 1.5 | 1.5 | 1.5 | 1 | 2015 |  | N |  | Y | [6 empty] | 180 | 20 | 1.8 | Y | [5 empty] | N |  | N |  | CA
59284 | Kona Solar, LLC | 59539 | Park Meridian #1 | CA | Riverside | 1 | OP | Solar Photovoltaic | PV | IPP Non-CHP | 2 | 1.5 | 1.5 | 1.5 | 3 | 2015 |  |  |  | Y | [6 empty] | 180 | 11 | 1.8 | Y | [5 empty] | N |  | N |  | CA
59284 | Kona Solar, LLC | 59540 | Rancho Cucamonga Dist #1 | CA | San Bernardino | 2 | OP | Solar Photovoltaic | PV | IPP Non-CHP | 2 | 1.8 | 1.8 | 1.8 | 4 | 2015 |  |  |  | Y | [6 empty] | 180 | 5 | 2.2 | Y | [5 empty] | N |  | N |  | CA
59284 | Kona Solar, LLC | 59541 | Terra Francesco | CA | San Bernardino | 3 | OP | Solar Photovoltaic | PV | IPP Non-CHP | 2 | 1.5 | 1.5 | 1.5 | 3 | 2015 |  |  |  | Y | [6 empty] | 180 | 11 | 1.8 | Y | [5 empty] | N |  | N |  | CA
61060 | Cypress Creek Renewables | 59542 | Innovative Solar 6 | NC | Buncombe | IS6 | OP | Solar Photovoltaic | PV | IPP Non-CHP | 2 | 3.6 | 3.6 | 3.6 | 1 | 2016 |  |  |  | Y | [6 empty] | 180 | 20 | 4.8 | Y | [5 empty] | N |  | N |  | NC
59286 | Heliovaas LLC | 59543 | Acton Solar Landfill | MA | Middlesex | ACTON | OP | Solar Photovoltaic | PV | Commercial Non-CHP | 4 | 1.6 | 1.6 | 1.6 | 12 | 2013 |  |  |  | Y | [6 empty] | 180 | 25 | 1.6 | Y | [5 empty] | N |  | Y | 1.6 | MA
59287 | Laurel Capital Partners | 59544 | Parlin Solar LLC | NJ | Middlesex | PV1 | OP | Solar Photovoltaic | PV | IPP Non-CHP | 2 | 1.3 | 1.3 | 1.3 | 10 | 2012 |  | N |  | Y | [6 empty] | 180 | 15 | 1.3 | Y | [5 empty] | N |  | N |  | NJ
59287 | Laurel Capital Partners | 59545 | Springfield Solar LLC | OH | Clark | PV1 | OP | Solar Photovoltaic | PV | IPP Non-CHP | 2 | 1.5 | 1.5 | 1.5 | 11 | 2012 |  |  |  | Y | [6 empty] | 185 | 10 | 1.8 | Y | [5 empty] | N |  | N |  | OH
59287 | Laurel Capital Partners | 59546 | Beaver Solar LLC | PA | Beaver | PV1 | OP | Solar Photovoltaic | PV | IPP Non-CHP | 2 | 1.3 | 1.3 | 1.3 | 12 | 2012 |  |  |  | Y | [6 empty] | 180 | 20 | 1.3 | Y | [5 empty] | N |  | N |  | PA
59288 | Creswell Alligood Solar, LLC | 59548 | Creswell Alligood Solar, LLC | NC | Washington | CRES1 | OP | Solar Photovoltaic | PV | IPP Non-CHP | 2 | 14 | 14 | 14 | 5 | 2015 |  | Y | [8 empty] | 180 |  | 20 | Y | [5 empty] | N |  | N |  | NCDOM
59289 | Everetts Wildcat Solar, LLC | 59549 | Everetts Wildcat Solar, LLC | NC | Martin | EVER1 | OP | Solar Photovoltaic | PV | IPP Non-CHP | 2 | 5 | 5 | 5 | 4 | 2015 |  | Y | [8 empty] | 180 |  | 7 | Y | [5 empty] | N |  | N |  | NCDOM
59290 | Solvida Energy Group/Blue Oak Energy | 59550 | Putah Creek Solar Farm | CA | Yolo | PCSF | OP | Solar Photovoltaic | PV | IPP Non-CHP | 2 | 2 | 2 | 2 | 12 | 2014 | N | Y | [8 empty] | 0 | 0 | 2.6 | Y | [5 empty] | N |  | N |  | CA
58661 | Sustainable Power Group, LLC | 59551 | FLS Solar 200, LLC | NC | Robeson | FLS1 | OP | Solar Photovoltaic | PV | IPP Non-CHP | 2 | 4.3 | 4.3 | 4.3 | 10 | 2014 |  |  |  | Y | [6 empty] | 180 | 20 | 4.7 | Y | [5 empty] | N |  | N |  | NC
58661 | Sustainable Power Group, LLC | 59552 | FLS Solar 170, LLC | NC | Robeson | FLS1 | OP | Solar Photovoltaic | PV | IPP Non-CHP | 2 | 2 | 2 | 2 | 8 | 2014 |  |  |  | Y | [6 empty] | 180 | 20 | 2.6 | Y | [5 empty] | N |  | N |  | NC
58661 | Sustainable Power Group, LLC | 59553 | Innovative Solar 14, LLC | NC | Henderson | FLS1 | OP | Solar Photovoltaic | PV | IPP Non-CHP | 2 | 2 | 2 | 2 | 8 | 2014 |  |  |  | Y | [6 empty] | 180 | 20 | 2.6 | Y | [5 empty] | N |  | N |  | NC
58661 | Sustainable Power Group, LLC | 59554 | Innovative Solar 15, LLC | NC | Rutherford | FLS1 | OP | Solar Photovoltaic | PV | IPP Non-CHP | 2 | 2 | 2 | 2 | 8 | 2014 |  |  |  | Y | [6 empty] | 180 | 20 | 2.5 | Y | [5 empty] | N |  | N |  | NC
59298 | Vega Solar, LLC | 59555 | Vega Solar | CA | Merced | VEGA1 | OP | Solar Photovoltaic | PV | IPP Non-CHP | 2 | 20 | 20 | 20 | 3 | 2015 |  | Y | [8 empty] | 90 |  | 25.9 | Y | [5 empty] | N |  | N |  | CA
7140 | Georgia Power Co | 59556 | Dalton 2 | GA | Murray | 1 | OP | Solar Photovoltaic | PV | Electric Utility | 1 | 6.5 | 5.5 | 5.5 | 12 | 2014 |  |  |  | Y | [6 empty] | 180 | 22 | 7.1 | Y | N |  |  |  |  | N |  | N |  | GA
59300 | PNM Resources | 59558 | Sandoval Solar Energy Center | NM | Sandoval | SSEC1 | OP | Solar Photovoltaic | PV | Electric Utility | 1 | 6.1 | 6.1 | 1.3 | 12 | 2014 |  | Y | [8 empty] | 180 | 25 | 6.1 |  | Y |  |  |  | N | N |  | N |  | NM
17826 | Springer Electric Coop, Inc | 59560 | Springer Solar 1 | NM | Colfax | SPRG1 | OP | Solar Photovoltaic | PV | Electric Utility | 1 | 1 | 0.8 | 0.8 | 5 | 2015 |  | Y | [8 empty] | 90.9 | 1.5 | 1.2 | Y | [5 empty] | N |  | N |  | NM
59302 | Crockett Farm, LLC | 59561 | Crockett Farm | NC | Lenoir | PV1 | OP | Solar Photovoltaic | PV | IPP Non-CHP | 2 | 5 | 5 | 5 | 12 | 2014 |  |  |  | Y | [6 empty] | 180 | 20 | 6.4 |  | Y |  |  |  |  | N |  | N |  | NC
59303 | Eastover Farm, LLC | 59562 | Eastover Farm | NC | Scotland | PV1 | OP | Solar Photovoltaic | PV | IPP Non-CHP | 2 | 5 | 5 | 5 | 9 | 2014 |  |  |  | Y | [6 empty] | 180 | 25 | 6.4 | Y | [5 empty] | N |  | N |  | NC
59304 | Foxfire Farm, LLC | 59563 | Foxfire Solar Farm | NC | Moore | PV1 | OP | Solar Photovoltaic | PV | IPP Non-CHP | 2 | 5 | 5 | 5 | 8 | 2015 |  |  |  | Y | [6 empty] | 180 | 20 | 5 |  | Y |  |  |  |  | N |  | N |  | NC
59305 | Hutchinson Solar, LLC | 59564 | Hutchinson Farm | NC | Cleveland | PV1 | OP | Solar Photovoltaic | PV | IPP Non-CHP | 2 | 5 | 5 | 5 | 12 | 2014 |  |  |  | Y | [6 empty] | 180 | 20 | 6.7 |  | Y |  |  |  |  | N |  | N |  | NC
59306 | Keen Farm, LLC | 59565 | Keen Farm | NC | Johnston | PV1 | OP | Solar Photovoltaic | PV | IPP Non-CHP | 2 | 5 | 5 | 5 | 12 | 2015 |  |  |  | Y | [6 empty] | 180 | 20 | 6.5 | Y | [5 empty] | N |  | N |  | NC
59307 | Ashley Solar Farm, LLC | 59566 | Ashley Solar Farm | NC | Yadkin | PV1 | OP | Solar Photovoltaic | PV | IPP Non-CHP | 2 | 4 | 4 | 4 | 3 | 2015 |  |  |  | Y | [6 empty] | 180 | 20 | 5 | N | Y |  |  |  |  | N |  | N |  | NC
59308 | Bearford Farm, LLC | 59567 | Bearford Farm Solar Project | NC | Pender | PV1 | OP | Solar Photovoltaic | PV | IPP Non-CHP | 2 | 5 | 5 | 5 | 3 | 2017 |  |  |  | Y | [6 empty] | 190 | 20 | 6.4 | Y | [5 empty] | N |  | N |  | NC
5416 | Duke Energy Carolinas, LLC | 59570 | Mocksville Solar | NC | Davie | PV1 | OP | Solar Photovoltaic | PV | Electric Utility | 1 | 15.4 | 15.4 | 15.4 | 12 | 2016 |  |  |  | Y | [6 empty] | 180 | 20 | 20 | Y | [5 empty] | N |  | N |  | NC
58894 | CF CVEC Owner One LLC | 59573 | Tisbury Landfill Solar | MA | Dukes | TIS1 | OP | Solar Photovoltaic | PV | IPP Non-CHP | 2 | 1.1 | 1.1 | 1.1 | 7 | 2014 |  |  |  | Y | [6 empty] | 180 | 25 | 1.2 | Y | [5 empty] | N |  | N |  | MA
59320 | Manway Solar, LLC | 59575 | Manway Solar Farm | NC | Bladen | PV1 | OP | Solar Photovoltaic | PV | IPP Non-CHP | 2 | 5 | 5 | 5 | 12 | 2015 |  |  |  | Y | [6 empty] | 180 | 20 | 6.4 | Y | [5 empty] | N |  | N |  | NC
61060 | Cypress Creek Renewables | 59576 | Millikan Farm | NC | Randolph | GEN1 | OP | Solar Photovoltaic | PV | IPP Non-CHP | 2 | 5 | 5 | 5 | 11 | 2015 |  |  |  | Y | [6 empty] | 180 | 20 | 7 | Y | [5 empty] | N |  | N |  | NC
59322 | Misenheimer Farm, LLC | 59577 | Misenheimer Farm | NC | Stanly | PV1 | OP | Solar Photovoltaic | PV | IPP Non-CHP | 2 | 5 | 5 | 5 | 12 | 2015 |  |  |  | Y | [6 empty] | 190 | 20 | 6.4 | Y | [5 empty] | N |  | N |  | NC
59462 | Heelstone Energy Holdings, LLC | 59578 | Monroe Moore Farm | NC | Union | PV1 | OP | Solar Photovoltaic | PV | IPP Non-CHP | 2 | 5 | 5 | 5 | 12 | 2016 |  |  |  | Y | [6 empty] | 180 | 20 | 6.4 | Y | [5 empty] | N |  | N |  | NC
59324 | Franklin Solar 2 LLC | 59579 | Franklin Solar 2 | NC | Franklin | PV1 | OP | Solar Photovoltaic | PV | IPP Non-CHP | 2 | 2 | 2 | 2 | 3 | 2014 |  |  |  | Y | [6 empty] | 180 | 20 | 2.7 | Y | [5 empty] | N |  | N |  | NC
59326 | Stout Farm, LLC | 59581 | Stout Farm | NC | Orange | PV1 | OP | Solar Photovoltaic | PV | IPP Non-CHP | 2 | 5 | 5 | 5 | 12 | 2014 |  |  |  | Y | [6 empty] | 180 | 20 | 6.6 | Y | [5 empty] | N |  | N |  | NC
59328 | Tart Farm, LLC | 59583 | Tart Farm | NC | Cumberland | PV1 | OP | Solar Photovoltaic | PV | IPP Non-CHP | 2 | 5 | 5 | 5 | 6 | 2016 |  |  |  | Y | [6 empty] | 180 | 20 | 6.5 | Y | [5 empty] | N |  | N |  | NC
59329 | Wellons Farm, LLC | 59584 | Wellons Farm | NC | Johnston | PV1 | OP | Solar Photovoltaic | PV | IPP Non-CHP | 2 | 5 | 5 | 5 | 12 | 2015 |  |  |  | Y | [6 empty] | 180 | 20 | 6.7 | Y | [5 empty] | N |  | N |  | NC
59331 | Woodland Church Farm, LLC | 59586 | Woodland Church Farm | NC | Duplin | PV1 | OP | Solar Photovoltaic | PV | IPP Non-CHP | 2 | 5 | 5 | 5 | 12 | 2015 |  |  |  | Y | [6 empty] | 190 | 20 | 6.7 | Y | [5 empty] | N |  | N |  | NC
59332 | Yadkin 601 Farm, LLC | 59587 | Yadkin 601 Farm | NC | Yadkin | PV1 | OP | Solar Photovoltaic | PV | IPP Non-CHP | 2 | 3 | 3 | 3 | 6 | 2015 |  |  |  | Y | [6 empty] | 180 | 20 | 3.9 | Y | [5 empty] | N |  | N |  | NC
17650 | Southern Power Co | 59589 | Rutherford Farm | NC | Rutherford | PV1 | OP | Solar Photovoltaic | PV | IPP Non-CHP | 2 | 61 | 74.8 | 74.8 | 12 | 2016 |  |  |  | Y | [6 empty] | 180 | 25 | 92 | Y | [5 empty] | N |  | N |  | NC
59462 | Heelstone Energy Holdings, LLC | 59591 | Schell Solar Farm | NC | Northampton | PV1 | OP | Solar Photovoltaic | PV | IPP Non-CHP | 2 | 5 | 5 | 5 | 12 | 2016 |  |  |  | Y | [6 empty] | 180 | 20 | 6.8 | Y | [5 empty] | N |  | N |  | NCDOM
59462 | Heelstone Energy Holdings, LLC | 59592 | Sedberry Farm | NC | Moore | PV1 | OP | Solar Photovoltaic | PV | IPP Non-CHP | 2 | 5 | 5 | 5 | 12 | 2016 |  |  |  | Y | [6 empty] | 180 | 20 | 6.2 | Y | [5 empty] | N |  | N |  | NC
59338 | Spring Valley Farm 2, LLC | 59593 | Spring Valley Farm 2, LLC | NC | Vance | PV1 | OP | Solar Photovoltaic | PV | IPP Non-CHP | 2 | 5 | 5 | 5 | 4 | 2017 |  |  |  | Y | [6 empty] | 180 | 20 | 6.4 | Y | [5 empty] | N |  | N |  | NC
59340 | Stikeleather Farm, LLC | 59595 | Stikeleather Farm | NC | Alexander | PV1 | OP | Solar Photovoltaic | PV | IPP Non-CHP | 2 | 5 | 5 | 5 | 8 | 2015 |  |  |  | Y | [6 empty] | 180 | 20 | 6.3 | Y | [5 empty] | N |  | N |  | NCDOM
59345 | Colton Solar One, LLC | 59597 | Colton Solar One, LLC | CA | San Bernardino | CS001 | OP | Solar Photovoltaic | PV | IPP Non-CHP | 2 | 2.5 | 2.5 | 2.5 | 6 | 2015 | N |  |  | Y | [6 empty] | 180 | 1 | 3.2 | Y | [5 empty] | N |  | N |  | CA
59346 | Colton Solar Two, LLC | 59598 | Colton Solar Two, LLC | CA | San Bernardino | CS002 | OP | Solar Photovoltaic | PV | IPP Non-CHP | 2 | 1 | 1 | 1 | 4 | 2015 | N | Y | [8 empty] | 90 |  | 1.2 | Y | [5 empty] | N |  | N |  | CA
60184 | Tropico, LLC | 59599 | Tropico Solar PV Plant | CA | Tulare | GEN1 | OP | Solar Photovoltaic | PV | IPP Non-CHP | 2 | 14 | 13 | 11 | 9 | 2016 |  | Y | [8 empty] | 90 |  | 18.2 | Y | [5 empty] | N |  | N |  | CA
60185 | Nicolis, LLC | 59600 | Nicolis Solar PV Plant | CA | Tulare | GEN1 | OP | Solar Photovoltaic | PV | IPP Non-CHP | 2 | 20 | 19 | 16 | 9 | 2016 |  | Y | [8 empty] | 90 |  | 26 | Y | [5 empty] | N |  | N |  | CA
15477 | Public Service Elec & Gas Co | 59601 | L&D Landfill Solar | NJ | Burlington | L&D | OP | Solar Photovoltaic | PV | Electric Utility | 1 | 10 | 10 | 10 | 12 | 2015 |  | N |  | Y | [6 empty] | 180 | 20 | 12.9 | Y | [5 empty] | N |  | N |  | NJ
59349 | Walters Solar (FLS 260) | 59603 | Walters Solar (FLS 260) | NC | Robeson | FLS1 | OP | Solar Photovoltaic | PV | IPP Non-CHP | 2 | 5 | 5 | 4 | 8 | 2015 |  |  |  | Y | [6 empty] | 180 | 20 | 6.5 | Y | [5 empty] | N |  | N |  | NC
59350 | Stagecoach Solar | 59604 | Stagecoach Solar | NC | Vance | FLS1 | OP | Solar Photovoltaic | PV | IPP Non-CHP | 2 | 5 | 5 | 5 | 5 | 2015 |  |  |  | Y | [6 empty] | 180 | 20 | 6.3 | Y | [5 empty] | N |  | N |  | NC
59351 | Vicksburg Solar | 59605 | Vicksburg Solar | NC | Vance | FLS1 | OP | Solar Photovoltaic | PV | IPP Non-CHP | 2 | 5 | 5 | 4 | 5 | 2015 |  |  |  | Y | [6 empty] | 180 | 20 | 6.4 | Y | [5 empty] | N |  | N |  | NC
59352 | Soul City Solar | 59606 | Soul City Solar | NC | Warren | FLS1 | OP | Solar Photovoltaic | PV | IPP Non-CHP | 2 | 3.5 | 3.5 | 3 | 4 | 2015 |  |  |  | Y | [6 empty] | 180 | 20 | 3.8 | Y | [5 empty] | N |  | N |  | NC
58468 | Dominion Renewable Energy | 59607 | Maricopa West Solar PV, LLC | CA | Kern | MWS | OP | Solar Photovoltaic | PV | IPP Non-CHP | 2 | 20 | 20 | 20 | 12 | 2015 |  | Y | [8 empty] | 180 | 45 | 28.2 | Y | [5 empty] | N |  | N |  | CA
59353 | AP North Lake I, LP | 59610 | AP North Lake I, LP | CA | Riverside | APNLI | OP | Solar Photovoltaic | PV | IPP Non-CHP | 2 | 20 | 20 | 20 | 8 | 2015 |  | Y | [8 empty] | 180 | 0 | 24.5 | Y | [5 empty] | N |  | N |  | CA
59354 | LKL BLBD, LLC | 59611 | LKL BLBD, LLC | FL | Polk | LKLBB | OP | Solar Photovoltaic | PV | IPP Non-CHP | 2 | 6 | 6 | 6 | 8 | 2015 |  |  |  | Y | [6 empty] | 180 | 0 | 7.7 | Y | [5 empty] | N |  | N |  | FL
59356 | SSA Solar of NY LLC | 59613 | Town of Williamson Landfill PV | NY | Wayne | TWLL | OP | Solar Photovoltaic | PV | Commercial Non-CHP | 4 | 1.2 | 1.2 | 1.2 | 12 | 2014 |  |  |  | Y | [6 empty] | 185 | 20 | 1.5 | Y | [5 empty] | N |  | N |  | NY
59300 | PNM Resources | 59618 | Meadow Lake Solar Energy Center | NM | Valencia | MLK | OP | Solar Photovoltaic | PV | Electric Utility | 1 | 9.1 | 9 | 9 | 1 | 2015 |  | Y | [8 empty] | 180 | 25 | 11.4 |  | Y |  |  |  |  | N |  | N |  | NM
59300 | PNM Resources | 59619 | Cibola | NM | Cibola | CBLA | OP | Solar Photovoltaic | PV | Electric Utility | 1 | 7.6 | 7.6 | 7.6 | 2 | 2015 |  | Y | [8 empty] | 180 | 25 | 9.4 |  | Y |  |  |  |  | N |  | N |  | NM
59358 | REUT Origination, LLC | 59620 | South Milford Solar Plant | UT | Beaver | SMS1 | OP | Solar Photovoltaic | PV | IPP Non-CHP | 2 | 2.9 | 2.9 | 2.9 | 3 | 2015 |  | Y | [8 empty] | 180 | 0 | 3.8 | Y | [5 empty] | N |  | N |  | UT
59360 | Clarkson Solar LLC | 59623 | Clarkson Solar | NY | St Lawrence | CSPV | OP | Solar Photovoltaic | PV | IPP Non-CHP | 2 | 2 | 2 | 2 | 11 | 2014 |  |  |  | Y | [6 empty] | 135 | 25 | 2.3 | Y | [5 empty] | N |  | Y | 2.3 | NY
58871 | Citizens Enterprises Corporation | 59624 | Twiss Street Solar | MA | Hampden | PV1 | OP | Solar Photovoltaic | PV | IPP Non-CHP | 2 | 1.5 | 1.5 | 1.5 | 1 | 2015 |  |  |  | Y | [6 empty] | 180 | 25 | 2 | Y | [5 empty] | N |  | N |  | MA
58871 | Citizens Enterprises Corporation | 59625 | Chicopee River Solar | MA | Hampden | PV1 | OP | Solar Photovoltaic | PV | IPP Non-CHP | 2 | 2 | 2 | 2 | 1 | 2015 |  |  |  | Y | [6 empty] | 180 | 25 | 2.6 | Y | [5 empty] | N |  | N |  | MA
58871 | Citizens Enterprises Corporation | 59626 | Chicopee Granby Road Solar | MA | Hampden | PV1 | OP | Solar Photovoltaic | PV | IPP Non-CHP | 2 | 1.6 | 1.6 | 1.6 | 1 | 2015 |  |  |  | Y | [6 empty] | 180 | 25 | 2.1 | Y | [5 empty] | N |  | N |  | MA
56990 | NJR Clean Energy Ventures Corporation | 59627 | Harmony | NJ | Warren | HRMNY | OP | Solar Photovoltaic | PV | IPP Non-CHP | 2 | 3 | 3 | 3 | 6 | 2015 |  |  |  | Y | [6 empty] | 180 | 20 | 3 | Y | [5 empty] | N |  | N |  | NJ
56990 | NJR Clean Energy Ventures Corporation | 59628 | Hanover | NJ | Burlington | HNOVR | OP | Solar Photovoltaic | PV | IPP Non-CHP | 2 | 5 | 5 | 5 | 9 | 2015 |  |  |  | Y | [6 empty] | 180 | 20 | 5 | Y | [5 empty] | N |  | N |  | NJ
57411 | KDC Solar O&M LLC | 59630 | CentraState Medical Center PV Facility | NJ | Monmouth | CS | OP | Solar Photovoltaic | PV | Commercial Non-CHP | 4 | 5.2 | 5.2 | 5.2 | 10 | 2014 |  |  |  | Y | [6 empty] | 180 | 15 | 6.3 | Y | [5 empty] | Y | 6.3 | N |  | NJ
57411 | KDC Solar O&M LLC | 59631 | Imclone Solar Electric Facility | NJ | Somerset | IM | OP | Solar Photovoltaic | PV | Commercial Non-CHP | 4 | 8 | 8 | 8 | 5 | 2014 |  |  |  | Y | [6 empty] | 180 | 20 | 10 | Y | [5 empty] | Y | 10 | N |  | NJ
58519 | Clean Energy Collective LLC | 59632 | Midwest Energy Community Solar Array | KS | Thomas | 1036 | OP | Solar Photovoltaic | PV | IPP Non-CHP | 2 | 1 | 1.2 | 1.2 | 2 | 2015 |  | Y |  | N | [5 empty] | N | 180 |  | 1.2 | Y | [5 empty] | N |  | Y | 1.2 | KS
59381 | EE Kettleman California LLC | 59633 | Kettleman Solar -Centaurus | CA | Kings | KS | OP | Solar Photovoltaic | PV | IPP Non-CHP | 2 | 20 | 20 | 18 | 7 | 2015 |  | Y | [8 empty] | 180 |  | 27 | Y |  |  |  |  | N | N |  | N |  | CA
58661 | Sustainable Power Group, LLC | 59634 | Sandstone Solar | AZ | Pinal | SNDST | OP | Solar Photovoltaic | PV | IPP Non-CHP | 2 | 45 | 45 | 45 | 12 | 2015 |  | Y | [8 empty] | 90 |  | 57.5 |  | Y |  |  |  |  | N |  | N |  | AZ
59388 | Charlton Solar I, LLC | 59636 | Charlton Solar I | MA | Worcester | 37021 | OP | Solar Photovoltaic | PV | IPP Non-CHP | 2 | 4.4 | 3.9 | 2.3 | 12 | 2014 |  |  |  | Y | [5 empty] | N | 188 | 21 | 4.4 | Y | [5 empty] | N |  | Y | 4.4 | MA
59393 | Coronal Lost Hills, LLC | 59638 | Coronal Lost Hills | CA | Kern | CLH | OP | Solar Photovoltaic | PV | IPP Non-CHP | 2 | 20 | 20 | 20 | 5 | 2015 |  | Y | [8 empty] | 90 |  | 25.9 | Y | [5 empty] | N |  | N |  | CA
59402 | Garysburg Solar LLC | 59641 | Garysburg Solar | NC | Northampton | 5MWPV | OP | Solar Photovoltaic | PV | IPP Non-CHP | 2 | 5 | 5 | 5 | 3 | 2016 |  |  |  | Y | [6 empty] | 180 | 25 | 6.2 | Y | [5 empty] | N |  | N |  | NCDOM
59403 | Gaston Solar LLC | 59642 | Gaston Solar | NC | Northampton | 5MWPV | OP | Solar Photovoltaic | PV | IPP Non-CHP | 2 | 5 | 5 | 5 | 4 | 2016 |  | N |  | Y | [6 empty] | 180 | 25 | 6.2 | Y | [5 empty] | N |  | N |  | NCDOM
59404 | Seaboard Solar LLC | 59643 | Seaboard Solar LLC | NC | Northampton | 5MWPV | OP | Solar Photovoltaic | PV | IPP Non-CHP | 2 | 5 | 5 | 5 | 6 | 2016 |  | N |  | Y | [6 empty] | 180 | 25 | 6.2 | Y | [5 empty] | N |  | N |  | NCDOM
59406 | Mt. Olive Solar 1 | 59645 | Mt Olive Solar 1 | NC | Wayne | FLS1 | OP | Solar Photovoltaic | PV | IPP Non-CHP | 2 | 5 | 5 | 5 | 5 | 2015 |  |  |  | Y | [6 empty] | 180 | 20 | 6.5 | Y | [5 empty] | N |  | N |  | NC
59407 | FLS Solar 230 (Warren) | 59646 | FLS Solar 230 (Warren) | NC | Duplin | FLS1 | OP | Solar Photovoltaic | PV | IPP Non-CHP | 2 | 4.8 | 4.8 | 4.8 | 5 | 2015 |  |  |  | Y | [6 empty] | 180 | 20 | 6.3 | Y | [5 empty] | N |  | N |  | NC
59412 | Tarboro Solar LLC | 59648 | Tarboro Solar | NC | Edgecombe | 5MWPV | OP | Solar Photovoltaic | PV | IPP Non-CHP | 2 | 5 | 5 | 5 | 1 | 2016 |  | N |  | Y | [6 empty] | 180 | 25 | 6.2 | Y | [5 empty] | N |  | N |  | NCDOM
11208 | Los Angeles Department of Water & Power | 59651 | Forever 21 Retail, Inc. | CA | Los Angeles | W4161 | OP | Solar Photovoltaic | PV | IPP Non-CHP | 2 | 1.7 | 1.3 | 1 | 2 | 2015 |  |  |  | Y | [6 empty] | 190 | 30 | 1.7 | Y | [5 empty] | N |  | N |  | CA
11208 | Los Angeles Department of Water & Power | 59652 | Nordhoff Place | CA | Los Angeles | W4162 | OP | Solar Photovoltaic | PV | IPP Non-CHP | 2 | 1.2 | 1 | 0.6 | 9 | 2014 |  |  |  | Y | [6 empty] | 190 | 30 | 1.3 | Y | [5 empty] | N |  | N |  | CA
59424 | SSA Solar of NM 4, LLC | 59653 | City of Truth or Consequences PV | NM | Sierra | COTC | OP | Solar Photovoltaic | PV | IPP Non-CHP | 2 | 1.9 | 1.9 | 1.9 | 2 | 2015 |  | Y |  | N | N | [5 empty] | 0 | 0 | 2 | Y | [5 empty] | N |  | N |  | NM
59429 | Comanche Solar PV, LLC | 59656 | Comanche Solar | CO | Pueblo | COMCH | OP | Solar Photovoltaic | PV | IPP Non-CHP | 2 | 120 | 120 | 120 | 9 | 2016 | [9 empty] | Y | 180 |  | 150 | Y | [5 empty] | N |  | N |  | CO
58468 | Dominion Renewable Energy | 59657 | Imperial Valley Solar Co (IVSC) 2, LLC | CA | Imperial | IVSC2 | OP | Solar Photovoltaic | PV | IPP Non-CHP | 2 | 20 | 20 | 20 | 6 | 2015 |  |  |  | Y | [6 empty] | 180 | 25 | 26 | Y | [5 empty] | N |  | N |  | CA
61119 | SRE Utility Solar 1, LLC | 59663 | Cornwall Solar Center, LLC | NC | Granville | CSC1 | OP | Solar Photovoltaic | PV | IPP Non-CHP | 2 | 5 | 5 | 5 | 10 | 2016 |  |  |  | Y | [6 empty] | 180 | 25 | 6.4 | Y | [5 empty] | N |  | N |  | NC
58468 | Dominion Renewable Energy | 59665 | Innovative Solar 37 | NC | Anson | IS037 | OP | Solar Photovoltaic | PV | IPP Non-CHP | 2 | 100 | 100 | 100 | 5 | 2017 |  |  |  | Y | [6 empty] | 180 | 20 | 110 | Y | [5 empty] | N |  | N |  | NCDOM
59436 | Innovative Solar 47, LLC | 59666 | Innovative Solar 47 | NC | Robeson | IS047 | OP | Solar Photovoltaic | PV | IPP Non-CHP | 2 | 33.8 | 33.8 | 33.8 | 4 | 2017 |  | Y | [8 empty] | 55 | 0 | 47 | Y | [5 empty] | N |  | N |  | NC
59437 | Innovative Solar 48, LLC | 59667 | Innovative Solar 48 | NC | Robeson | IS048 | OP | Solar Photovoltaic | PV | IPP Non-CHP | 2 | 4.9 | 4.9 | 4.9 | 11 | 2015 |  |  |  | Y | [6 empty] | 180 | 20 | 6.3 | Y | [5 empty] | N |  | N |  | NC
61119 | SRE Utility Solar 1, LLC | 59670 | Innovative Solar 23 | NC | Cleveland | IS023 | OP | Solar Photovoltaic | PV | IPP Non-CHP | 2 | 1.9 | 1.9 | 1.9 | 12 | 2015 |  |  |  | Y | [6 empty] | 180 | 20 | 2.8 | Y | [5 empty] | N |  | N |  | NC
61060 | Cypress Creek Renewables | 59671 | Innovative Solar 46 | NC | Cumberland | IS046 | OP | Solar Photovoltaic | PV | IPP Non-CHP | 2 | 78.5 | 78.5 | 78.5 | 12 | 2016 |  | Y | [8 empty] | 180 | 20 | 100.1 | Y | [5 empty] | N |  | N |  | NC
61060 | Cypress Creek Renewables | 59675 | Innovative Solar 44 | NC | Robeson | IS044 | OP | Solar Photovoltaic | PV | IPP Non-CHP | 2 | 4.9 | 4.9 | 4.9 | 11 | 2015 |  |  |  | Y | [6 empty] | 180 | 20 | 6.1 | Y | [5 empty] | N |  | N |  | NC
61060 | Cypress Creek Renewables | 59676 | Innovative Solar 55 | NC | Robeson | IS044 | OP | Solar Photovoltaic | PV | IPP Non-CHP | 2 | 6.5 | 6.5 | 6.5 | 12 | 2017 |  | N |  | Y | [6 empty] | 180 | 20 | 6.9 | Y | [5 empty] | N |  | N |  | NC
59447 | Innovative Solar 64, LLC | 59677 | Innovative Solar 64 | NC | Sampson | IS064 | OP | Solar Photovoltaic | PV | IPP Non-CHP | 2 | 4.9 | 4.9 | 4.9 | 1 | 2016 |  |  |  | Y | [6 empty] | 180 | 20 | 4.9 | Y | [5 empty] | N |  | N |  | NC
59453 | NextSun Energy, LLC | 59682 | Main Street Solar Project | VT | Rutland | MS258 | SB | Solar Photovoltaic | PV | IPP Non-CHP | 2 | 1.5 | 1.5 | 1.5 | 12 | 2014 |  |  |  | Y | [6 empty] | 180 | 25 | 1.5 | Y |  |  |  |  | N | Y | 1.5 | N |  | VT
59994 | General Motors-Lordstown | 59683 | GM Lordstown Assembly Solar Array | OH | Trumbull | 12345 | OP | Solar Photovoltaic | PV | Industrial Non-CHP | 6 | 2.2 | 1.7 | 0.6 | 1 | 2015 |  |  |  | Y | [6 empty] | 180 | 25 | 2.2 | Y | [5 empty] | N |  | N |  | OH
19876 | Virginia Electric & Power Co | 59685 | Remington Solar Facility | VA | Fauquier | 01 | OP | Solar Photovoltaic | PV | Electric Utility | 1 | 20 | 8 |  | 10 | 2017 |  |  |  | Y | [6 empty] | 180 | 20 | 27.7 |  | Y |  |  |  |  | N |  | N |  | VA
59457 | Sun Harvest Solar, LLC | 59687 | Sun Harvest Solar NDP1 | CA | Merced | NDP1 | OP | Solar Photovoltaic | PV | IPP Non-CHP | 2 | 1.5 | 1.5 | 1.5 | 5 | 2015 |  | Y | [8 empty] | 0 | 0 | 2 | Y | [5 empty] | N |  | N |  | CA
60738 | Gulf Coast Solar Center I (CA) | 59689 | Gulf Coast Solar Center I | FL | Okaloosa | GCSC1 | OP | Solar Photovoltaic | PV | IPP Non-CHP | 2 | 30 | 30 | 30 | 6 | 2017 |  |  |  | Y | [6 empty] | 225 | 20 | 42.2 |  | Y |  |  |  |  | N |  | N |  | FL
60739 | Gulf Coast Solar Center II (CA) | 59690 | Gulf Coast Solar Center II | FL | Santa Rosa | GCSC2 | OP | Solar Photovoltaic | PV | IPP Non-CHP | 2 | 40 | 40 | 40 | 11 | 2017 |  |  |  | Y | [6 empty] | 220 | 20 | 53.8 |  | Y |  |  |  |  | N |  | N |  | FL
60740 | Gulf Coast Solar Center III (CA) | 59691 | Gulf Coast Solar Center III | FL | Escambia | GCSC3 | OP | Solar Photovoltaic | PV | IPP Non-CHP | 2 | 50 | 50 | 50 | 11 | 2017 |  |  |  | Y | [6 empty] | 220 | 20 | 68.7 |  | Y |  |  |  |  | N |  | N |  | FL
61119 | SRE Utility Solar 1, LLC | 59694 | Aspen Solar, LLC | NC | Duplin | GEN1 | OP | Solar Photovoltaic | PV | IPP Non-CHP | 2 | 5 | 4.9 | 4.9 | 11 | 2015 |  |  |  | Y | [6 empty] | 180 | 20 | 6.7 | Y | [5 empty] | N |  | N |  | NC
59469 | Mt. Home Solar 1, LLC | 59695 | Mt. Home Solar 1, LLC | ID | Elmore | MHPV1 | OP | Solar Photovoltaic | PV | IPP Non-CHP | 2 | 20 | 20 | 20 | 3 | 2017 |  | Y |  | N | [6 empty] | 180 | 60 | 28.5 | Y | [5 empty] | N |  | N |  | ID
58468 | Dominion Renewable Energy | 59702 | Pavant Solar, LLC | UT | Millard | 1 | OP | Solar Photovoltaic | PV | IPP Non-CHP | 2 | 50 | 50 | 50 | 12 | 2015 |  | Y | [8 empty] | 180 | 45 | 62.3 | Y | [5 empty] | N |  | N |  | UT
58468 | Dominion Renewable Energy | 59703 | Cottonwood Solar, LLC Cottonwood Carport | CA | Marin | 1 | OP | Solar Photovoltaic | PV | IPP Non-CHP | 2 | 1 | 1 | 1 | 5 | 2016 |  |  |  | Y | [6 empty] | 180 | 5 | 1.1 | Y | N |  |  |  |  | Y | 1.1 | N |  | CA
59474 | BQ Energy LLC | 59705 | Steel Sun | NY | Erie | SSUN2 | OP | Solar Photovoltaic | PV | IPP Non-CHP | 2 | 2 | 2 | 1.7 | 12 | 2016 |  |  |  | Y | [6 empty] | 180 | 25 | 2.8 | Y | [5 empty] | N |  | Y | 2 | NY
61119 | SRE Utility Solar 1, LLC | 59706 | BRE | NC | Granville | NB005 | OP | Solar Photovoltaic | PV | IPP Non-CHP | 2 | 5 | 4.9 | 4.9 | 12 | 2015 |  |  |  | Y | [6 empty] | 180 | 20 | 6.8 | Y | [5 empty] | N |  | N |  | NC
61060 | Cypress Creek Renewables | 59708 | Franklinton Solar | NC | Franklin | 5MWPV | OP | Solar Photovoltaic | PV | IPP Non-CHP | 2 | 5 | 5 | 5 | 3 | 2017 |  |  |  | Y | [6 empty] | 180 | 20 | 7 | Y | [5 empty] | N |  | N |  | NC
59483 | Metropolitan Airports Commission | 59709 | St. Paul Intl Airport Red & Blue Parking | MN | Hennepin | PV1 | OP | Solar Photovoltaic | PV | IPP Non-CHP | 2 | 2.3 | 2.3 | 2.3 | 12 | 2015 |  |  |  | Y | [6 empty] | 121 | 20 | 2.3 | Y | [5 empty] | N |  | N |  | MN
59483 | Metropolitan Airports Commission | 59709 | St. Paul Intl Airport Red & Blue Parking | MN | Hennepin | PV2 | OP | Solar Photovoltaic | PV | IPP Non-CHP | 2 | 0.9 | 0.9 | 0.9 | 12 | 2016 |  |  |  | Y | [6 empty] | 121 | 20 | 0.9 | Y | [5 empty] | N |  | N |  | MN
60496 | Enerparc Inc. | 59713 | Holdrege Solar Center | NE | Lancaster | HDSC | OP | Solar Photovoltaic | PV | IPP Non-CHP | 2 | 4 | 4 | 4 | 6 | 2016 |  | Y | [8 empty] | 90 | 45 | 4.7 | Y | [5 empty] | N |  | N |  | NE
57389 | IKEA Property Inc | 59714 | IKEA St. Louis 410 | MO | St Louis City | IK410 | OP | Solar Photovoltaic | PV | Commercial Non-CHP | 4 | 1 | 1 | 1 | 9 | 2015 |  |  |  | Y | [6 empty] | 180 | 12 | 1.3 | Y | [5 empty] | N |  | N |  | MO
59287 | Laurel Capital Partners | 59715 | DD Hay Road Solar 23 LLC | DE | New Castle | PV1 | OP | Solar Photovoltaic | PV | IPP Non-CHP | 2 | 1.2 | 1.2 | 1.2 | 5 | 2015 |  |  |  | Y | [6 empty] | 185 | 10 | 1.2 | [5 empty] | Y | N |  | N |  | DE
59484 | Framingham State University | 59717 | Framingham State University Plant | MA | Middlesex | ACPV | OP | Solar Photovoltaic | PV | Commercial Non-CHP | 4 | 0.7 | 0.7 | 0.7 | 4 | 2011 |  | Y | [8 empty] | 165 |  | 0.7 | Y | [5 empty] | N |  | N |  | MA
59484 | Framingham State University | 59717 | Framingham State University Plant | MA | Middlesex | CCPV | OP | Solar Photovoltaic | PV | Commercial Non-CHP | 4 | 0.3 | 0.3 | 0.3 | 4 | 2011 |  |  |  | Y | [6 empty] | 165 | 10 | 0.3 | Y | [5 empty] | N |  | N |  | MA
59488 | Charlotte Solar LLC | 59719 | Charlotte Solar LLC VT | VT | Chittenden | CS001 | OP | Solar Photovoltaic | PV | IPP Non-CHP | 2 | 2 | 2 | 2 | 7 | 2014 |  |  |  | Y | [6 empty] | 188 | 25 | 2.5 | Y | [5 empty] | N |  | N |  | VT
59491 | Seville Solar One LLC | 59722 | Seville 1 | CA | Imperial | SEV1 | OP | Solar Photovoltaic | PV | IPP Non-CHP | 2 | 20 | 20 | 20 | 12 | 2015 |  | Y | [8 empty] | 180 |  | 27 |  | Y |  |  |  |  | N |  | N |  | CA
59492 | Seville Solar Two LLC | 59723 | Seville 2 | CA | Imperial | SEV2 | OP | Solar Photovoltaic | PV | IPP Non-CHP | 2 | 30 | 30 | 30 | 12 | 2015 |  | Y | [8 empty] | 180 |  | 40 |  | Y |  |  |  |  | N |  | N |  | CA
58822 | MC Power Companies Inc | 59729 | Macon Solar Power Project | MO | Macon | MSF1 | OP | Solar Photovoltaic | PV | IPP Non-CHP | 2 | 2.8 | 2.8 | 2.8 | 6 | 2015 |  |  |  | Y | [6 empty] | 180 | 30 | 3.2 | Y | [5 empty] | N |  | N |  | MO
58661 | Sustainable Power Group, LLC | 59730 | SEPV 18 | CA | Los Angeles | SPV18 | OP | Solar Photovoltaic | PV | IPP Non-CHP | 2 | 2 | 2 | 2 | 1 | 2016 |  | Y | [7 empty] | N | 90 |  | 2.7 | Y | [5 empty] | N |  | N |  | CA
59500 | Sunny Templeton, LLC | 59731 | Templeton | MA | Worcester | TEMPL | OP | Solar Photovoltaic | PV | IPP Non-CHP | 2 | 3 | 3 | 3 | 12 | 2014 |  |  |  | Y | [6 empty] | 180 | 20 | 4.5 | Y | [5 empty] | N |  | N |  | MA
58661 | Sustainable Power Group, LLC | 59737 | Aspiration G | CA | Fresno | ASPRG | OP | Solar Photovoltaic | PV | IPP Non-CHP | 2 | 9 | 9 | 9 | 9 | 2017 |  | Y | [8 empty] | 90 |  | 11.7 | Y | [5 empty] | X |  | X |  | CA
58661 | Sustainable Power Group, LLC | 59738 | Citizen B | CA | Fresno | CSB | OP | Solar Photovoltaic | PV | IPP Non-CHP | 2 | 5 | 5 | 5 | 12 | 2015 |  |  |  | Y | [6 empty] | 180 | 25 | 7.1 | Y | [5 empty] | N |  | N |  | CA
58661 | Sustainable Power Group, LLC | 59739 | Lancaster WAD B | CA | Los Angeles | LWADB | OP | Solar Photovoltaic | PV | IPP Non-CHP | 2 | 5 | 3 | 3 | 4 | 2017 |  | Y | [8 empty] | 90 |  | 4 | Y | [5 empty] | N |  | N |  | CA
58661 | Sustainable Power Group, LLC | 59740 | SEPV Mojave West | CA | Kern | SPVMW | OP | Solar Photovoltaic | PV | IPP Non-CHP | 2 | 20 | 20 | 20 | 6 | 2016 |  | Y | [8 empty] | 90 |  | 25 | Y | [5 empty] | N |  | N |  | CA
59508 | Barton Solar, LLC | 59741 | Barton Solar Farm | VT | Orleans | BARTN | OP | Solar Photovoltaic | PV | IPP Non-CHP | 2 | 1.9 | 1.9 | 1.6 | 11 | 2014 |  |  |  | Y | [6 empty] | 180 | 25 | 2.6 | Y | [5 empty] | N |  | N |  | VT
58519 | Clean Energy Collective LLC | 59742 | Sunnyside Ranch Community Solar Array | CO | Garfield | HCE | OP | Solar Photovoltaic | PV | IPP Non-CHP | 2 | 1.5 | 1.5 | 1.5 | 4 | 2015 |  | N |  | Y | [6 empty] | 180 | 35 | 1.8 | Y | [5 empty] | N |  | Y | 1.8 | CO
59540 | SunE SEM 1, LLC | 59743 | Chimes West Friendship (Nixon Farms) | MD | Howard | 1 | OP | Solar Photovoltaic | PV | IPP Non-CHP | 2 | 1.5 | 1.2 | 0.7 | 12 | 2014 |  | N |  | Y | [6 empty] | 180 | 15 | 1.5 | Y | [5 empty] | N |  | N |  | MD
58473 | NVT LICENSES, LLC | 59744 | Lakeland Electric Co. (FL)-Airport 1 | FL | Polk | 1 | OP | Solar Photovoltaic | PV | IPP Non-CHP | 2 | 2.7 | 2.7 | 2 | 12 | 2011 |  | Y | [8 empty] | 180 | 0 | 2.7 | Y | [5 empty] | N |  | N |  | FL
59511 | South Street Solar, LLC | 59745 | Leominster (MA)-South Street-R&D | MA | Middlesex | 1 | OP | Solar Photovoltaic | PV | IPP Non-CHP | 2 | 3.5 | 2.6 | 1.7 | 12 | 2013 |  |  |  | Y | [6 empty] | 180 | 25 | 3.5 | Y | [5 empty] | N |  | Y | 3.5 | MA
59512 | Team-Solar, Inc. | 59746 | DSH (CA) - Coalinga State Hospital | CA | Fresno | 1 | OP | Solar Photovoltaic | PV | IPP Non-CHP | 2 | 2 | 2.6 | 2.6 | 7 | 2014 |  | Y | [8 empty] | 0 | 0 | 2.6 | Y | [5 empty] | N |  | N |  | CA
59514 | River Mountains Solar, LLC | 59747 | River Mountains Solar | NV | Clark | 1 | OP | Solar Photovoltaic | PV | IPP Non-CHP | 2 | 14.4 | 14.4 | 14.4 | 1 | 2016 |  | Y | [8 empty] | 0 | 0 | 14.4 | Y | [5 empty] | N |  | N |  | NV
59512 | Team-Solar, Inc. | 59748 | CDCR (CA) - Pleasant Valley State Prison | CA | Fresno | 1 | OP | Solar Photovoltaic | PV | IPP Non-CHP | 2 | 1.2 | 1.2 | 1.2 | 7 | 2014 |  | Y | [8 empty] | 0 | 0 | 1.6 | Y | [5 empty] | N |  | N |  | CA
58473 | NVT LICENSES, LLC | 59749 | UMES (MD) - Princess Anne | MD | Somerset | 1 | OP | Solar Photovoltaic | PV | IPP Non-CHP | 2 | 2.2 | 2.1 | 1.3 | 2 | 2011 |  | Y | [8 empty] | 180 | 0 | 2.2 | Y | [5 empty] | N |  | N |  | MD
58473 | NVT LICENSES, LLC | 59750 | Bourne (MA) - Holliston I | MA | Middlesex | 1 | OP | Solar Photovoltaic | PV | IPP Non-CHP | 2 | 2.9 | 2.4 | 1.5 | 12 | 2014 |  | N |  | Y | [6 empty] | 180 | 20 | 2.9 | Y | [5 empty] | N |  | N |  | MA
59518 | Wilzig Associates, LLC | 59751 | Wilzig Associates, LLC | NJ | Bergen | WILZG | OP | Solar Photovoltaic | PV | Commercial Non-CHP | 4 | 1.2 | 1.2 | 1.2 | 1 | 2013 |  |  |  | Y | [6 empty] | 180 | 30 | 1.5 | Y | [5 empty] | Y | 1.3 | N |  | NJ
59519 | TerraForm Solar XVII, LLC | 59752 | BlueWave Capital - Grafton (SREC II) | MA | Worcester | 1 | OP | Solar Photovoltaic | PV | IPP Non-CHP | 2 | 1.3 | 1.3 | 1.3 | 3 | 2015 |  |  |  | Y | [6 empty] | 180 | 25 | 1.6 | Y | [5 empty] | N |  | Y | 1.6 | MA
58473 | NVT LICENSES, LLC | 59754 | Lakeland Electric Co. (FL) - Aiport II | FL | Polk | 1 | OP | Solar Photovoltaic | PV | IPP Non-CHP | 2 | 3.5 | 3.5 | 2.9 | 9 | 2012 |  | Y | [8 empty] | 180 | 0 | 3.5 | Y | [5 empty] | N |  | N |  | FL
59522 | Chester Power Partners LLC | 59755 | Chester Power Partners | VT | Windsor | PVS1 | OP | Solar Photovoltaic | PV | IPP Non-CHP | 2 | 2.2 | 2.2 | 2.2 | 11 | 2014 |  |  |  | Y | [6 empty] | 180 | 25 | 2.3 | Y | [5 empty] | N |  | N |  | VT
61119 | SRE Utility Solar 1, LLC | 59760 | Red Hill Solar Center, LLC | NC | Warren | RHILL | OP | Solar Photovoltaic | PV | IPP Non-CHP | 2 | 5 | 4.9 | 4.9 | 12 | 2014 |  |  |  | Y | [6 empty] | 180 | 20 | 6.4 | Y | [5 empty] | N |  | N |  | NC
61119 | SRE Utility Solar 1, LLC | 59761 | Van Slyke Solar Center, LLC | NC | Wilson | VSLYK | OP | Solar Photovoltaic | PV | IPP Non-CHP | 2 | 5 | 4.9 | 4.9 | 12 | 2014 |  |  |  | Y | [6 empty] | 180 | 20 | 6.6 | Y | [5 empty] | N |  | N |  | NC
61119 | SRE Utility Solar 1, LLC | 59762 | Broadway Solar Center, LLC | NC | Columbus | BRDWY | OP | Solar Photovoltaic | PV | IPP Non-CHP | 2 | 5 | 4.9 | 4.9 | 12 | 2014 |  |  |  | Y | [6 empty] | 180 | 20 | 6.6 | Y | [5 empty] | N |  | N |  | NC
59232 | Kearsarge Solar LLC | 59765 | Stetson Road Solar - Barre I | MA | Worcester | BI | OP | Solar Photovoltaic | PV | IPP Non-CHP | 2 | 2 | 2 | 2 | 5 | 2014 |  |  |  | Y | [6 empty] | 180 | 20 | 2.4 | Y | [5 empty] | N |  | Y | 2.4 | MA
59232 | Kearsarge Solar LLC | 59766 | Barre II Solar Project | MA | Worcester | BII | OP | Solar Photovoltaic | PV | IPP Non-CHP | 2 | 1.5 | 1.5 | 1.5 | 4 | 2014 |  |  |  | Y | [6 empty] | 180 | 20 | 1.9 | Y | [5 empty] | N |  | Y | 1.9 | MA
59232 | Kearsarge Solar LLC | 59767 | Chester Solar Farm | MA | Hampden | CHSTR | OP | Solar Photovoltaic | PV | IPP Non-CHP | 2 | 4.8 | 4.8 | 4.8 | 6 | 2014 |  |  |  | Y | [6 empty] | 180 | 20 | 6 | Y | [5 empty] | N |  | N |  | MA
59232 | Kearsarge Solar LLC | 59768 | Concord Solar Farm | MA | Middlesex | CMLP | OP | Solar Photovoltaic | PV | IPP Non-CHP | 2 | 1.5 | 1.5 | 1.5 | 4 | 2014 |  |  |  | Y | [6 empty] | 180 | 15 | 1.7 | Y | [5 empty] | N |  | N |  | MA
18454 | Tampa Electric Co | 59769 | TIA Solar | FL | Hillsborough | 1 | OP | Solar Photovoltaic | PV | Electric Utility | 1 | 1.6 | 1.6 | 1.6 | 12 | 2015 |  |  |  | Y | [5 empty] | N | 180 | 10 | 2 | Y | N |  |  | N |  | N |  | N |  | FL
9234 | Indiana Municipal Power Agency | 59770 | IMPA Pendleton Solar Park | IN | Madison | SPEND | OP | Solar Photovoltaic | PV | Electric Utility | 1 | 2 | 2 | 1.6 | 10 | 2015 |  |  |  | Y | [6 empty] | 180 | 25 | 2.5 | Y | [5 empty] | N |  | N |  | IN
59209 | Half Moon Ventures, LLC | 59771 | Jefferson Solar Park | WI | Jefferson | JSP01 | OP | Solar Photovoltaic | PV | IPP Non-CHP | 2 | 1 | 1 | 1 | 12 | 2013 |  |  |  | Y | [6 empty] | 180 | 25 | 1.1 | Y | [5 empty] | N |  | N |  | WI
59542 | Adams Farm Solar LLC | 59775 | Adams Farm Solar | MA | Worcester | ADAMS | OP | Solar Photovoltaic | PV | IPP Non-CHP | 2 | 3 | 3 | 3 | 10 | 2013 |  |  |  | Y | [6 empty] | 180 | 25 | 3.5 | Y | [5 empty] | N |  | Y | 3.5 | MA
59519 | TerraForm Solar XVII, LLC | 59777 | RGS-Rutland VNM SREC II Project (MA) | MA | Worcester | 1 | OP | Solar Photovoltaic | PV | IPP Non-CHP | 2 | 2.6 | 2.6 | 2.6 | 11 | 2015 |  |  |  | Y | [6 empty] | 180 | 20 | 2.6 | Y | [5 empty] | N |  | Y | 2.6 | MA
58661 | Sustainable Power Group, LLC | 59778 | Eden Solar LLC | NC | Richmond | EDENS | OP | Solar Photovoltaic | PV | IPP Non-CHP | 2 | 47.7 | 47.7 | 47.7 | 12 | 2015 |  | Y | [8 empty] | 180 | 20 | 62.1 | Y | [5 empty] | N |  | N |  | NC
59544 | SunE DM, LLC | 59779 | Davis Monthan AFB (AZ) West Airfield | AZ | Pima | 1 | OP | Solar Photovoltaic | PV | IPP Non-CHP | 2 | 12.6 | 12.6 | 12.6 | 1 | 2014 |  | Y | [8 empty] | 0 | 0 | 16.4 | Y | [5 empty] | N |  | N |  | AZ
59545 | BWC Origination 4, LLC | 59780 | New Bedford (MA) Plymouth | MA | Plymouth | 1 | OP | Solar Photovoltaic | PV | IPP Non-CHP | 2 | 4.3 | 4.3 | 4.3 | 7 | 2014 |  |  |  | Y | [6 empty] | 180 | 20 | 5.6 | Y | [5 empty] | N |  | N |  | MA
59546 | Nexamp Treasure Valley Solar, LLC | 59781 | Upper Blackstone (MA) Treasure Valley | MA | Worcester | 1 | OP | Solar Photovoltaic | PV | IPP Non-CHP | 2 | 5 | 5 | 5 | 7 | 2014 |  |  |  | Y | [6 empty] | 180 | 20 | 6 | Y | [5 empty] | N |  | N |  | MA
59561 | SunE Solar XVII Project 2, LLC | 59786 | Fiddler's Canyon #2 | UT | Iron | FID2 | OP | Solar Photovoltaic | PV | IPP Non-CHP | 2 | 3 | 3 | 3 | 9 | 2015 |  | Y | [8 empty] | 180 | 0 | 3.9 | Y | [5 empty] | N |  | N |  | UT
59560 | SunE Solar XVII Project 1, LLC | 59787 | Fiddler's Canyon #1 | UT | Iron | FID1 | OP | Solar Photovoltaic | PV | IPP Non-CHP | 2 | 3 | 3 | 3 | 9 | 2015 |  | Y |  | N | [6 empty] | 180 | 0 | 3.9 | Y | [5 empty] | N |  | N |  | UT
60947 | Tesla Inc. | 59788 | Advance Stores Company, Inc | CT | Hartford | PV1 | OP | Solar Photovoltaic | PV | IPP Non-CHP | 2 | 1 | 1 | 1 | 11 | 2014 |  | Y | [8 empty] | 170 | 10 | 1.2 | Y | [5 empty] | Y | 1.2 | N |  | CT
60947 | Tesla Inc. | 59789 | Millbrook School | NY | Dutchess | PV1 | OP | Solar Photovoltaic | PV | IPP Non-CHP | 2 | 1.4 | 1.4 | 1.4 | 3 | 2015 |  | Y | [8 empty] | 170 | 30 | 1.7 | Y | [5 empty] | Y | 1.7 | N |  | NY
60947 | Tesla Inc. | 59790 | Oregon University System Rabbit Field | OR | Benton | PV1 | OP | Solar Photovoltaic | PV | IPP Non-CHP | 2 | 1.2 | 1.2 | 1.2 | 3 | 2014 |  |  |  | Y | [6 empty] | 180 | 20 | 1.4 | Y | [5 empty] | Y | 1.4 | N |  | OR
59570 | TWE Kelford Solar Project, LLC | 59796 | Kelford | NC | Bertie | FLS1 | OP | Solar Photovoltaic | PV | IPP Non-CHP | 2 | 5 | 4.7 | 4.7 | 5 | 2016 |  |  |  | Y | [6 empty] | 180 | 20 | 6.4 | Y | [5 empty] | N |  | N |  | NCDOM
11208 | Los Angeles Department of Water & Power | 59798 | Colon PV | CA | Los Angeles | W4172 | OP | Solar Photovoltaic | PV | IPP Non-CHP | 2 | 1.3 | 0.9 | 1.4 | 12 | 2015 |  |  |  | Y | [6 empty] | 190 | 30 | 1.4 | Y | [5 empty] | N |  | N |  | CA
60025 | Greenbacker Renewable Energy Corporation | 59807 | Airport 1 Solar (DIA) | CO | Denver | GBDIA | OP | Solar Photovoltaic | PV | IPP Non-CHP | 2 | 1.5 | 1.5 | 1.5 | 12 | 2009 |  |  |  | Y | [6 empty] | 180 | 22 | 1.6 | Y | [5 empty] | N |  | Y | 1.6 | CO
59589 | Rockfish Solar LLC | 59811 | Rockfish Solar LLC | MD | Charles | GEN1 | OP | Solar Photovoltaic | PV | IPP Non-CHP | 2 | 10.3 | 10.3 | 10.3 | 8 | 2015 |  | Y |  | N | [6 empty] | 90 |  | 12.9 | Y | [5 empty] | N |  | N |  | MD
59595 | Copper Mountain Solar 4, LLC | 59814 | Copper Mountain Solar 4, LLC | NV | Clark | PV01 | OP | Solar Photovoltaic | PV | IPP Non-CHP | 2 | 51.8 | 51.8 | 51.8 | 10 | 2016 |  | Y | [8 empty] | 0 | 0 | 69.2 | Y | [5 empty] | N |  | N |  | NV
59595 | Copper Mountain Solar 4, LLC | 59814 | Copper Mountain Solar 4, LLC | NV | Clark | PV02 | OP | Solar Photovoltaic | PV | IPP Non-CHP | 2 | 41.8 | 41.8 | 41.8 | 9 | 2016 |  | Y | [8 empty] | 0 | 0 | 56 | Y | [5 empty] | N |  | N |  | NV
59599 | Shoe Show, Inc. | 59818 | Concord Farm | NC | Cabarrus | 1 | OP | Solar Photovoltaic | PV | IPP Non-CHP | 2 | 5.2 | 4.9 | 4.9 | 9 | 2011 |  |  |  | Y | [6 empty] | 225 | 10 | 5.2 | Y | [5 empty] | N |  | N |  | NC
59600 | Mohave Sunrise Solar I, LLC | 59819 | Mohave Electric at Fort Mohave | AZ | Mohave | PV1 | OP | Solar Photovoltaic | PV | IPP Non-CHP | 2 | 4.4 | 4.4 | 4.4 | 4 | 2015 |  |  |  | Y | [6 empty] | 180 | 22 | 5.3 | Y | [5 empty] | N |  | N |  | AZ
59600 | Mohave Sunrise Solar I, LLC | 59819 | Mohave Electric at Fort Mohave | AZ | Mohave | PV2 | OP | Solar Photovoltaic | PV | IPP Non-CHP | 2 | 10 | 10 | 10 | 10 | 2016 |  | Y | [8 empty] | 180 |  | 13.8 | Y | [5 empty] | Y | 13.8 | N |  | AZ
59601 | Hunt Farm Solar LLC | 59820 | Hunt Farm Solar | MA | Franklin | HUNTF | OP | Solar Photovoltaic | PV | IPP Non-CHP | 2 | 3 | 3 | 3 | 9 | 2013 |  |  |  | Y | [6 empty] | 180 | 25 | 3.3 | Y | [5 empty] | N |  | Y | 3.3 | MA
59602 | SH Solarne2 LLC | 59821 | 205 Sturbridge A | MA | Hampden | STURA | OP | Solar Photovoltaic | PV | IPP Non-CHP | 2 | 3 | 3 | 3 | 6 | 2014 |  |  |  | Y | [6 empty] | 180 | 30 | 4 | Y | [5 empty] | N |  | Y | 4 | MA
59603 | SE Solarne2 LLC | 59822 | 201 Sturbridge B | MA | Hampden | STURB | OP | Solar Photovoltaic | PV | IPP Non-CHP | 2 | 2 | 2 | 2 | 6 | 2014 |  |  |  | Y | [6 empty] | 180 | 30 | 2.2 | Y | [5 empty] | N |  | Y | 2.2 | MA
59604 | Bulldog Energy Airport LLC | 59823 | INDY III | IN | Marion | INDY3 | OP | Solar Photovoltaic | PV | IPP Non-CHP | 2 | 2.5 | 2.5 | 2.5 | 8 | 2015 |  | Y | [8 empty] | 0 | 10 | 3.2 | Y | [5 empty] | Y | 1.2 | N |  | IN
61119 | SRE Utility Solar 1, LLC | 59824 | Sweetgum Solar | NC | Lee | 5732 | OP | Solar Photovoltaic | PV | IPP Non-CHP | 2 | 5 | 4.9 | 4.9 | 12 | 2015 |  |  |  | Y | [6 empty] | 180 | 20 | 6.9 | Y | [5 empty] | N |  | N |  | NC
61060 | Cypress Creek Renewables | 59825 | South Louisburg Solar | NC | Franklin | 5MWPV | OP | Solar Photovoltaic | PV | IPP Non-CHP | 2 | 5 | 5 | 5 | 9 | 2016 |  |  |  | Y | [6 empty] | 180 | 20 | 7 | Y | [5 empty] | N |  | N |  | NC
57170 | EDF Renewable Asset Holdings, Inc. | 59827 | Playa Solar | NV | Clark | GEN01 | OP | Solar Photovoltaic | PV | IPP Non-CHP | 2 | 79 | 79 | 79 | 10 | 2017 |  | Y |  | N | [6 empty] | 0 | 0 | 99 |  | Y |  |  |  |  | N |  | N |  | NV
61119 | SRE Utility Solar 1, LLC | 59828 | Balsam | NC | Lee | 5375 | OP | Solar Photovoltaic | PV | IPP Non-CHP | 2 | 5 | 5 | 5 | 12 | 2015 |  |  |  | Y | [6 empty] | 180 | 20 | 6.7 | Y | [5 empty] | N |  | N |  | NC
59611 | Royal Solar | 59831 | Royal Solar | NC | Cumberland | FLS1 | OP | Solar Photovoltaic | PV | IPP Non-CHP | 2 | 4.9 | 4.9 | 4.9 | 8 | 2015 |  |  |  | Y | [6 empty] | 180 | 20 | 6.6 | Y | [5 empty] | N |  | N |  | NC
59609 | TWE Kinston Solar | 59832 | Kinston Solar | NC | Lenoir | FLS1 | OP | Solar Photovoltaic | PV | IPP Non-CHP | 2 | 5 | 5 | 5 | 8 | 2015 |  |  |  | Y | [6 empty] | 180 | 20 | 6.6 | Y | [5 empty] | N |  | N |  | NC
59610 | TWE Laurinburg Solar | 59833 | Laurinburg Solar | NC | Scotland | FLS1 | OP | Solar Photovoltaic | PV | IPP Non-CHP | 2 | 5 | 5 | 5 | 8 | 2015 |  |  |  | Y | [6 empty] | 180 | 20 | 6.5 | Y | [5 empty] | N |  | N |  | NC
59612 | GES MegaOne LLC | 59834 | Indy Grocers | IN | Marion | INGRO | OP | Solar Photovoltaic | PV | IPP Non-CHP | 2 | 1 | 1 | 1 | 6 | 2015 |  |  |  | Y | [6 empty] | 0 | 10 | 1.2 | Y | [5 empty] | Y | 1.2 | N |  | IN
61119 | SRE Utility Solar 1, LLC | 59835 | Newton Grove | NC | Sampson | GEN1 | OP | Solar Photovoltaic | PV | IPP Non-CHP | 2 | 1.9 | 1.9 | 1.9 | 9 | 2015 |  |  |  | Y | [6 empty] | 180 | 25 | 2.4 | Y | [5 empty] | N |  | N |  | NC
58661 | Sustainable Power Group, LLC | 59839 | Spring Hill Road | MA | Worcester | SHRD1 | OP | Solar Photovoltaic | PV | IPP Non-CHP | 2 | 1.9 | 1.9 | 1.9 | 12 | 2015 |  |  |  | Y | [6 empty] | 180 | 25 | 2.6 | Y | [5 empty] | Y | 2.6 | N |  | MA
59616 | 63SU 8me, LLC | 59840 | Springbok Solar Farm 2 | CA | Kern | SB2 | OP | Solar Photovoltaic | PV | IPP Non-CHP | 2 | 155 | 155 | 155 | 9 | 2016 |  | Y | [8 empty] | 90 |  | 165 | Y | [5 empty] | N |  | N |  | CA
56975 | Constellation Solar Maryland, LLC | 59841 | General Motors Corp at White Marsh MD | MD | Baltimore | PV1 | OP | Solar Photovoltaic | PV | IPP Non-CHP | 2 | 1 | 1 | 1 | 5 | 2011 |  |  |  | Y | [6 empty] | 200 | 20 | 1.2 | Y | [5 empty] | Y | 1.2 | N |  | MD
58304 | Constellation Solar Maryland II LLC | 59842 | CNE at Cambridge MD | MD | Dorchester | PV1 | OP | Solar Photovoltaic | PV | IPP Non-CHP | 2 | 3.2 | 3.2 | 3.2 | 4 | 2015 |  |  |  | Y | [6 empty] | 180 | 25 | 4.3 | Y | [5 empty] | Y | 4.3 | N |  | MD
59617 | Constellation Solar Georgia, LLC. | 59843 | Georgia Power at Wadley GA | GA | Jefferson | PV1 | OP | Solar Photovoltaic | PV | IPP Non-CHP | 2 | 1 | 1 | 1 | 12 | 2014 |  |  |  | Y | [6 empty] | 180 | 22 | 1.2 | Y | [5 empty] | Y | 1.2 | N |  | GA
59614 | Munich Reinsurance America, Inc | 59844 | Munich Re Plaza | NJ | Middlesex | PZ1 | OP | Solar Photovoltaic | PV | Commercial Non-CHP | 4 | 1.6 | 1.6 | 1.6 | 7 | 2012 |  |  |  | Y | [5 empty] | Y |  |  | 1.6 | Y | [5 empty] | Y | 1.6 | N |  | NJ
59614 | Munich Reinsurance America, Inc | 59844 | Munich Re Plaza | NJ | Middlesex | PZ2 | OP | Solar Photovoltaic | PV | Commercial Non-CHP | 4 | 0.8 | 0.8 | 0.8 | 10 | 2012 |  |  |  | Y | [5 empty] | Y |  |  | 0.8 | Y | [5 empty] | Y | 0.8 | N |  | NJ
59650 | Pikes Peak Solar Garden 1 LLC | 59848 | Pikes Peak Solar Garden 1 LLC | CO | El Paso | PPSG1 | OP | Solar Photovoltaic | PV | IPP Non-CHP | 2 | 2 | 2 | 2 | 7 | 2015 |  | Y |  | N | [8 empty] | 2.5 | Y | [5 empty] | N |  | Y | 2.5 | CO
59651 | Adams Community Solar Garden LLC | 59849 | Adams Community Solar Garden LLC | CO | Adams | 23377 | OP | Solar Photovoltaic | PV | IPP Non-CHP | 2 | 1.2 | 1.2 | 1.2 | 7 | 2015 |  | Y |  | N | [6 empty] | 0 | 0 | 1.5 | Y | [5 empty] | N |  | N |  | CO
59652 | Adams Community Solar Garden III LLC | 59850 | Adams Community Solar Garden III LLC | CO | Adams | 23376 | OP | Solar Photovoltaic | PV | IPP Non-CHP | 2 | 1.2 | 1.2 | 1.2 | 7 | 2015 |  | Y | [8 empty] | 0 | 0 | 1.5 | Y | [5 empty] | N |  | N |  | CO
59634 | North Star Solar PV LLC | 59852 | North Star Solar Project | MN | Chisago | NSSP1 | OP | Solar Photovoltaic | PV | IPP Non-CHP | 2 | 100 | 100 | 100 | 12 | 2016 |  | Y | [8 empty] | 90 |  | 138 | Y |  |  |  |  | N | N |  | N |  | MN
9324 | Indiana Michigan Power Co | 59853 | Watervliet PV | MI | Berrien | WVPV1 | OP | Solar Photovoltaic | PV | Electric Utility | 1 | 4.6 | 4.6 | 4.6 | 11 | 2016 |  |  |  | Y | [6 empty] | 180 | 25 | 6 |  | Y |  |  |  |  | N |  | N |  | MI
9324 | Indiana Michigan Power Co | 59854 | OlivePV | IN | St Joseph | OLPV1 | OP | Solar Photovoltaic | PV | Electric Utility | 1 | 5 | 5 | 5 | 8 | 2016 |  |  |  | Y | [6 empty] | 180 | 25 | 6.4 |  | Y |  |  |  |  | N |  | N |  | IN
9324 | Indiana Michigan Power Co | 59855 | Deer Creek PV | IN | Grant | DCPV1 | OP | Solar Photovoltaic | PV | Electric Utility | 1 | 2.5 | 2.5 | 2.5 | 1 | 2016 |  |  |  | Y | [6 empty] | 180 | 30 | 3.1 | Y | [5 empty] | N |  | N |  | IN
59637 | SolNCPower6, LLC | 59856 | SoINCPower6, LLC | NC | Gates | SUN1 | OP | Solar Photovoltaic | PV | IPP Non-CHP | 2 | 5 | 5 | 5 | 10 | 2015 |  | Y | [8 empty] | 180 |  | 7 | Y | [5 empty] | N |  | N |  | NCDOM
59638 | SolNCPower5, LLC | 59857 | SoINCPower5, LLC | NC | Nash | BAT1 | OP | Solar Photovoltaic | PV | IPP Non-CHP | 2 | 5 | 5 | 5 | 5 | 2015 |  | Y | [8 empty] | 180 |  | 6.9 | Y | [5 empty] | N |  | N |  | NC
59209 | Half Moon Ventures, LLC | 59858 | Johnston Solar | RI | Providence | JSI01 | OP | Solar Photovoltaic | PV | IPP Non-CHP | 2 | 1 | 1 | 1 | 7 | 2015 |  |  |  | Y | [6 empty] | 180 | 25 | 1.5 | Y | [5 empty] | N |  | N |  | RI
9324 | Indiana Michigan Power Co | 59861 | Twin Branch PV | IN | St Joseph | TBPV1 | OP | Solar Photovoltaic | PV | Electric Utility | 1 | 2.6 | 2.6 | 2.6 | 8 | 2016 |  |  |  | Y | [6 empty] | 180 | 25 | 3.2 |  | Y |  |  |  |  | N |  | N |  | IN
7140 | Georgia Power Co | 59862 | Fort Benning Solar Facility | GA | Chattahoochee | 1 | OP | Solar Photovoltaic | PV | Electric Utility | 1 | 30 | 30 | 30 | 12 | 2015 |  |  |  | Y | [6 empty] | 195 | 20 | 41.5 | Y | [5 empty] | N |  | N |  | GA
7140 | Georgia Power Co | 59863 | Fort Gordon Solar Facility | GA | Richmond | 1 | OP | Solar Photovoltaic | PV | Electric Utility | 1 | 30 | 30 | 30 | 10 | 2016 |  |  |  | Y | [6 empty] | 195 | 20 | 42.5 | Y | [5 empty] | N |  | N |  | GA
7140 | Georgia Power Co | 59864 | King's Bay Solar Facility | GA | Camden | 1 | OP | Solar Photovoltaic | PV | Electric Utility | 1 | 30 | 30 | 30 | 12 | 2016 |  |  |  | Y | [6 empty] | 195 | 16 | 41.5 | Y | [5 empty] | N |  | N |  | GA
7140 | Georgia Power Co | 59865 | Fort Stewart Solar Facility | GA | Liberty | 1 | OP | Solar Photovoltaic | PV | Electric Utility | 1 | 30 | 30 | 30 | 10 | 2016 |  |  |  | Y | [6 empty] | 195 | 20 | 43.5 | Y | [5 empty] | N |  | N |  | GA
59653 | Palmer Solar LLC | 59866 | Palmer Solar LLC | MA | Hampden | 11111 | OP | Solar Photovoltaic | PV | IPP Non-CHP | 2 | 2.5 | 2.5 | 2.5 | 12 | 2013 |  | Y | [8 empty] | 180 | 20 | 2.5 | Y | [5 empty] | Y | 2.5 | N |  | MA
59648 | Lockheed Martin Solar System | 59867 | Lockheed Martin Solar System | FL | Pinellas | LMSOL | OP | Solar Photovoltaic | PV | IPP Non-CHP | 2 | 1.9 | 1.9 | 1.9 | 9 | 2015 |  |  |  | Y | [6 empty] | 180 | 5 | 2.2 | Y | [5 empty] | Y | 1.9 | N |  | FL
59745 | First Solar Asset Management | 59868 | Kingbird A Solar LLC | CA | Kern | GEN01 | OP | Solar Photovoltaic | PV | IPP Non-CHP | 2 | 20 | 20 | 20 | 4 | 2016 |  | Y | [8 empty] | 180 |  | 25.3 |  | Y |  |  |  |  | N |  | N |  | CA
59660 | Solar Star California XXXII, LLC | 59872 | UC Davis South Campus | CA | Yolo | UCD1 | OP | Solar Photovoltaic | PV | Commercial Non-CHP | 4 | 13 | 13 | 13 | 3 | 2015 |  | Y |  | N | [6 empty] | 180 |  | 16.3 | Y | [5 empty] | N |  | N |  | CA
59654 | Lowell Solar Landfill LLC | 59873 | Lowell Solar Landfill | MA | Middlesex | PV | OP | Solar Photovoltaic | PV | IPP Non-CHP | 2 | 1.3 | 1.3 | 1.3 | 12 | 2013 |  |  |  | Y | [6 empty] | 180 | 25 | 1.5 | Y | [5 empty] | N |  | Y | 1.5 | MA
58468 | Dominion Renewable Energy | 59874 | Richland Solar Center | GA | Twiggs | PV1 | OP | Solar Photovoltaic | PV | IPP Non-CHP | 2 | 20 | 20 | 20 | 12 | 2015 |  |  |  | Y | [6 empty] | 180 | 20 | 33.4 | Y | [5 empty] | N |  | N |  | GA
59973 | Marshall Solar Energy Project | 59875 | Marshall Solar Energy Project | MN | Lyon | PV1 | OP | Solar Photovoltaic | PV | IPP Non-CHP | 2 | 62.3 | 62.3 | 62.3 | 1 | 2017 |  |  |  | Y | [6 empty] | 180 | 25 | 330 | Y |  |  |  |  | N | N |  | N |  | MN
59365 | Capital Power Corporation | 59887 | Beaufort Solar, LLC | NC | Beaufort | GEN | OP | Solar Photovoltaic | PV | IPP Non-CHP | 2 | 15 | 15 | 15 | 12 | 2015 |  |  |  | Y | [6 empty] | 175 | 20 | 20 | Y | [5 empty] | N |  | N |  | NCDOM
17650 | Southern Power Co | 59891 | Butler Solar Farm 20 | GA | Taylor | 1 | OP | Solar Photovoltaic | PV | IPP Non-CHP | 2 | 20 | 20 | 20 | 2 | 2016 |  | N |  | Y | [6 empty] | 197.2 | 25 | 29 |  | Y |  |  |  |  | N |  | N |  | GA
17650 | Southern Power Co | 59894 | Pawpaw Solar Plant | GA | Taylor | 1 | OP | Solar Photovoltaic | PV | IPP Non-CHP | 2 | 30 | 30 | 30 | 3 | 2016 |  | Y | [8 empty] | 90 |  | 42.5 | Y | [5 empty] | N |  | N |  | GA
17650 | Southern Power Co | 59896 | Butler Solar Project 103 | GA | Taylor | 1 | OP | Solar Photovoltaic | PV | IPP Non-CHP | 2 | 103 | 100 | 100 | 12 | 2016 |  | Y | [8 empty] | 90 |  | 141.5 |  | Y |  |  |  |  | N |  | N |  | GA
17650 | Southern Power Co | 59897 | Taylor County Solar | GA | Taylor | 1 | OP | Solar Photovoltaic | PV | IPP Non-CHP | 2 | 148 | 143 | 143 | 11 | 2016 |  | Y | [8 empty] | 90 |  | 180 |  | Y |  |  |  |  | N |  | N |  | GA
59672 | SunEnergy1-Scotland Neck, LLC | 59898 | SunEnergy1-Scotland Neck, LLC | NC | Halifax | SE1SN | OP | Solar Photovoltaic | PV | IPP Non-CHP | 2 | 3 | 3 | 3 | 12 | 2014 |  | Y | [8 empty] | 0 | 0 | 4.2 | Y | [5 empty] | N |  | N |  | NCDOM
59673 | Choco Solar LLC | 59899 | Choco Solar, LLC | NC | Beaufort | CHOCO | OP | Solar Photovoltaic | PV | IPP Non-CHP | 2 | 5 | 5 | 5 | 12 | 2014 |  | Y | [8 empty] | 0 | 0 | 7 | Y | [5 empty] | N |  | N |  | NCDOM
56769 | Consolidated Edison Development Inc. | 59900 | Corcoran Solar 3 | CA | Kings | C3CA | OP | Solar Photovoltaic | PV | IPP Non-CHP | 2 | 20 | 20 | 20 | 2 | 2016 |  | Y | [8 empty] | 0 | 0 | 28 | Y | [5 empty] | N |  | N |  | CA
59674 | Albertson Solar LLC | 59901 | Albertson Solar LLC | NC | Duplin | ALBRT | OP | Solar Photovoltaic | PV | IPP Non-CHP | 2 | 5 | 5 | 5 | 7 | 2015 |  | Y | [8 empty] | 0 | 0 | 7 | Y | [5 empty] | N |  | N |  | NC
19876 | Virginia Electric & Power Co | 59904 | Western Branch High School | VA | Chesapeake City | 1 | OP | Solar Photovoltaic | PV | Electric Utility | 1 | 1 | 0.4 | 0.4 | 4 | 2016 | N |  |  | Y | [6 empty] | 232 | 12 | 0.8 | Y | [5 empty] | N |  | N |  | VA
19876 | Virginia Electric & Power Co | 59905 | Merck | VA | Rockingham | 1 | OP | Solar Photovoltaic | PV | Electric Utility | 1 | 2.1 | 0.8 |  | 6 | 2017 |  |  |  | Y | [6 empty] | 180 | 25 | 2.2 | Y | [5 empty] | N |  | X |  | VA
59668 | Mount Olive Solar LLC | 59908 | Mount Olive Solar | NC | Wayne | 2MWPV | OP | Solar Photovoltaic | PV | IPP Non-CHP | 2 | 2 | 2 | 2 | 12 | 2016 |  |  |  | Y | [6 empty] | 180 | 25 | 2 | Y | [5 empty] | N |  | N |  | NC
19876 | Virginia Electric & Power Co | 59911 | Philip Morris | VA | Chesterfield | 1 | OP | Solar Photovoltaic | PV | Electric Utility | 1 | 2 | 0.8 | 0.8 | 3 | 2016 |  | N |  | Y | [6 empty] | 176 | 25 | 2.4 | Y | [5 empty] | N |  | N |  | VA
59462 | Heelstone Energy Holdings, LLC | 59912 | Freemont Solar Center LLC | NC | Lincoln | FREE | OP | Solar Photovoltaic | PV | IPP Non-CHP | 2 | 5 | 5 | 5 | 12 | 2016 |  |  |  | Y | [6 empty] | 180 | 25 | 6.4 | Y | [5 empty] | N |  | N |  | NC
61119 | SRE Utility Solar 1, LLC | 59914 | Crestwood Solar Center LLC | NC | Granville | CREST | OP | Solar Photovoltaic | PV | IPP Non-CHP | 2 | 5 | 5 | 5 | 4 | 2016 |  |  |  | Y | [6 empty] | 180 | 25 | 6.4 | Y | [5 empty] | N |  | N |  | NC
56769 | Consolidated Edison Development Inc. | 59915 | Oro Loma | CA | Fresno | ORCA | OP | Solar Photovoltaic | PV | IPP Non-CHP | 2 | 20 | 20 | 20 | 1 | 2017 |  | Y | [8 empty] | 0 | 0 | 27.5 | Y | [5 empty] | N |  | N |  | CA
59139 | SunEdison LLC | 59916 | SunE- E Philadelphia Ontario | CA | San Bernardino | 12307 | OP | Solar Photovoltaic | PV | IPP Non-CHP | 2 | 1 | 1 | 1 | 3 | 2016 |  |  |  | Y | [6 empty] | 180 | 12 | 1 | Y | [5 empty] | N |  | N |  | CA
61060 | Cypress Creek Renewables | 59917 | Pollocksville Solar | NC | Jones | 5MWPV | OP | Solar Photovoltaic | PV | IPP Non-CHP | 2 | 5 | 5 | 5 | 12 | 2016 |  |  |  | Y | [6 empty] | 180 | 20 | 7 | Y | [5 empty] | N |  | N |  | NC
13407 | Nevada Power Co | 59919 | Nellis Solar PV II | NV | Clark | NSPV2 | OP | Solar Photovoltaic | PV | Electric Utility | 1 | 15 | 15 | 15 | 11 | 2015 |  | Y | [8 empty] | 0 | 0 | 18 | Y | [5 empty] | N |  | N |  | NV
60163 | Soltage LLC | 59921 | Lillington Solar | NC | Harnett | 5MWPV | OP | Solar Photovoltaic | PV | IPP Non-CHP | 2 | 5 | 5 | 5 | 10 | 2017 |  | N |  | Y | [6 empty] | 180 | 20 | 7 | Y | [5 empty] | N |  | N |  | NC
59685 | JPMorgan Chase Bank | 59922 | South Campus Solar | DE | New Castle | GA500 | OP | Solar Photovoltaic | PV | Commercial Non-CHP | 4 | 0.5 | 0.5 | 0.5 | 8 | 2011 |  |  |  | Y | [6 empty] | 180 | 18.5 | 0.5 | Y |  |  |  |  | N | N |  | N |  | DE
59685 | JPMorgan Chase Bank | 59922 | South Campus Solar | DE | New Castle | SG333 | OP | Solar Photovoltaic | PV | Commercial Non-CHP | 4 | 0.3 | 0.3 | 0.3 | 8 | 2011 |  |  |  | Y | [6 empty] | 160 | 15 | 0.3 | Y |  |  |  |  | N | N |  | N |  | DE
59685 | JPMorgan Chase Bank | 59922 | South Campus Solar | DE | New Castle | SG500 | OP | Solar Photovoltaic | PV | Commercial Non-CHP | 4 | 0.5 | 0.5 | 0.5 | 8 | 2011 |  |  |  | Y | [6 empty] | 160 | 15 | 0.5 | Y |  |  |  |  | N | N |  | N |  | DE
58871 | Citizens Enterprises Corporation | 59927 | Hunt Road Solar | MA | Essex | PV1 | OP | Solar Photovoltaic | PV | IPP Non-CHP | 2 | 4.5 | 4.5 | 4.5 | 12 | 2016 |  |  |  | Y | [6 empty] | 180 | 25 | 6 | Y | [5 empty] | N |  | Y | 6 | MA
61060 | Cypress Creek Renewables | 59928 | Vance Solar Farm, LLC | NC | Vance | NB007 | OP | Solar Photovoltaic | PV | IPP Non-CHP | 2 | 5 | 4.9 | 4.9 | 1 | 2016 |  |  |  | Y | [6 empty] | 180 | 20 | 4.9 | Y | [5 empty] | N |  | N |  | NC
60990 | Cline Solar, LLC | 59929 | Cline Solar Farm, LLC | NC | Burke | NB007 | OP | Solar Photovoltaic | PV | IPP Non-CHP | 2 | 5 | 4.9 | 4.9 | 9 | 2017 |  |  |  | Y | [6 empty] | 180 | 20 | 6.9 | Y | [5 empty] | N |  | N |  | NC
61060 | Cypress Creek Renewables | 59930 | BG Stewart Solar Farm, LLC | NC | Union | NB005 | OP | Solar Photovoltaic | PV | IPP Non-CHP | 2 | 5 | 4.9 | 4.9 | 11 | 2015 |  |  |  | Y | [6 empty] | 180 | 20 | 6.4 | Y | [5 empty] | N |  | N |  | NC
59695 | SunE Solar XVII Project 3, LLC | 59932 | Fiddler's Canyon 3 | UT | Iron | FID3 | OP | Solar Photovoltaic | PV | IPP Non-CHP | 2 | 3 | 3 | 3 | 12 | 2015 |  | Y | [8 empty] | 180 | 0 | 3.9 | Y | [5 empty] | N |  | N |  | UT
59691 | Meadowbrook Solar Farm LLC | 59936 | Meadowbrook Solar Farm | NC | Rowan | NB008 | OP | Solar Photovoltaic | PV | IPP Non-CHP | 2 | 5 | 4.9 | 4.9 | 11 | 2016 |  |  |  | Y | [6 empty] | 180 | 20 | 6.8 | Y | [5 empty] | N |  | N |  | NC
61060 | Cypress Creek Renewables | 59937 | Coats Solar Farm, LLC | NC | Harnett | NB006 | OP | Solar Photovoltaic | PV | IPP Non-CHP | 2 | 5 | 4.9 | 4.9 | 1 | 2016 |  |  |  | Y | [6 empty] | 180 | 20 | 4.9 | Y | [5 empty] | N |  | N |  | NC
17650 | Southern Power Co | 59939 | RE Tranquillity | CA | Fresno | TQ | OP | Solar Photovoltaic | PV | IPP Non-CHP | 2 | 205.3 | 200 | 200 | 7 | 2016 |  | Y | [8 empty] | 90 |  | 257.7 | Y | [5 empty] | N |  | N |  | CA
61124 | Great Valley Solar Portfolio Holdings, LLC | 59940 | Great Valley Solar Portfolio Holdings, LLC | CA | Fresno | GVS2 | OP | Solar Photovoltaic | PV | IPP Non-CHP | 2 | 60 | 60 | 46 | 12 | 2017 |  | Y | [8 empty] | 0 | 0 | 85.2 | Y | [5 empty] | N |  | N |  | CA
61124 | Great Valley Solar Portfolio Holdings, LLC | 59940 | Great Valley Solar Portfolio Holdings, LLC | CA | Fresno | GVS3 | OP | Solar Photovoltaic | PV | IPP Non-CHP | 2 | 20 | 20 | 15 | 12 | 2017 |  | Y | [8 empty] | 0 | 0 | 28.1 | Y | [5 empty] | N |  | N |  | CA
61124 | Great Valley Solar Portfolio Holdings, LLC | 59940 | Great Valley Solar Portfolio Holdings, LLC | CA | Fresno | GVS4 | OP | Solar Photovoltaic | PV | IPP Non-CHP | 2 | 20 | 20 | 15 | 12 | 2017 |  | Y | [8 empty] | 0 | 0 | 27.9 | Y | [5 empty] | N |  | N |  | CA
58468 | Dominion Renewable Energy | 59941 | Iron Springs Solar, LLC | UT | Iron | ISS | OP | Solar Photovoltaic | PV | IPP Non-CHP | 2 | 80 | 80 | 80 | 8 | 2016 |  | Y | [8 empty] | 180 | 60 | 100 | Y | [5 empty] | N |  | N |  | UT
57081 | WGL Energy Systems, Inc | 59942 | Morgan Lancaster 1 | CA | Los Angeles | ML1 | OP | Solar Photovoltaic | PV | IPP Non-CHP | 2 | 1.5 | 1.5 | 1.5 | 9 | 2015 |  |  | Y | [9 empty] | 1.8 | Y |  |  |  |  | N | Y | 1.8 | N |  | CA
59707 | Conetoe II Solar, LLC | 59944 | Conetoe II Solar, LLC | NC | Edgecombe | CONE1 | OP | Solar Photovoltaic | PV | IPP Non-CHP | 2 | 80 | 80 | 80 | 12 | 2015 |  | Y | [8 empty] | 180 |  | 112 | Y | [5 empty] | N |  | N |  | NCDOM
58468 | Dominion Renewable Energy | 59945 | Granite Mountain Solar West, LLC | UT | Iron | GMSW | OP | Solar Photovoltaic | PV | IPP Non-CHP | 2 | 50.4 | 50.4 | 50.4 | 9 | 2016 |  | Y | [8 empty] | 180 | 60 | 62.5 | Y | [5 empty] | N |  | N |  | UT
58468 | Dominion Renewable Energy | 59946 | Granite Mountain Solar East, LLC | UT | Iron | GMSE | OP | Solar Photovoltaic | PV | IPP Non-CHP | 2 | 80 | 80 | 80 | 9 | 2016 |  | Y | [8 empty] | 180 | 60 | 101.3 | Y | [5 empty] | N |  | N |  | UT
59710 | SR Camden, LLC | 59947 | SR Camden | AR | Calhoun | AERO | OP | Solar Photovoltaic | PV | IPP Non-CHP | 2 | 12 | 12 | 12 | 12 | 2015 |  | Y | [8 empty] | 180 | 45 | 16.6 |  | Y |  |  |  |  | N |  | N |  | AR
59711 | Bakersfield 111 LLC | 59948 | Bakersfield 111 | CA | Kern | BF111 | OP | Solar Photovoltaic | PV | IPP Non-CHP | 2 | 1.4 | 1.4 | 1.4 | 7 | 2015 |  | Y | [10 empty] | 1.4 | Y | [5 empty] | N |  | N |  | CA
58477 | O2energies, Inc. | 59950 | Yadkinville Solar | NC | Yadkin | YAK | OP | Solar Photovoltaic | PV | IPP Non-CHP | 2 | 3.5 | 3.5 | 3.5 | 12 | 2015 |  |  |  | Y | [6 empty] | 180 | 20 | 4.8 | Y | [5 empty] | N |  | N |  | NC
6455 | Duke Energy Florida, LLC | 59954 | Osceola Solar Facility | FL | Osceola | XXXXX | OP | Solar Photovoltaic | PV | Electric Utility | 1 | 3.8 | 3.8 | 3.8 | 3 | 2016 |  |  |  | Y | [6 empty] | 180 | 20 | 3.8 | Y | [5 empty] | N |  | N |  | FL
61119 | SRE Utility Solar 1, LLC | 59955 | Smithfield | NC | Johnston | GEN01 | OP | Solar Photovoltaic | PV | IPP Non-CHP | 2 | 1.8 | 1.8 | 1.8 | 10 | 2015 |  |  |  | Y | [6 empty] | 180 | 25 | 2.3 | Y | [5 empty] | N |  | N |  | NC
61119 | SRE Utility Solar 1, LLC | 59956 | ESA Selma | NC | Johnston | GEN02 | OP | Solar Photovoltaic | PV | IPP Non-CHP | 2 | 1.8 | 1.8 | 1.8 | 9 | 2015 |  |  |  | Y | [6 empty] | 180 | 25 | 2.3 | Y | [5 empty] | N |  | N |  | NC
59716 | SunE DB24 LLC | 59958 | Milford 2 | UT | Beaver | MIL2 | OP | Solar Photovoltaic | PV | IPP Non-CHP | 2 | 3 | 3 | 3 | 12 | 2015 |  | Y | [8 empty] | 180 | 0 | 3.8 | Y | [5 empty] | N |  | N |  | UT
58661 | Sustainable Power Group, LLC | 59961 | Western Antelope Blue Sky B | CA | Los Angeles | WABSB | OP | Solar Photovoltaic | PV | IPP Non-CHP | 2 | 20 | 20 | 20 | 12 | 2016 |  | Y | [8 empty] | 90 |  | 25.9 | Y | [5 empty] | N |  | N |  | CA
58661 | Sustainable Power Group, LLC | 59962 | North Lancaster Ranch | CA | Los Angeles | NLR | OP | Solar Photovoltaic | PV | IPP Non-CHP | 2 | 20 | 20 | 20 | 12 | 2016 |  |  |  | Y | [6 empty] | 180 | 25 | 22.5 | Y | [5 empty] | N |  | N |  | CA
58661 | Sustainable Power Group, LLC | 59963 | Central Antelope Dry Ranch C | CA | Los Angeles | CADRC | OP | Solar Photovoltaic | PV | IPP Non-CHP | 2 | 20 | 20 | 20 | 5 | 2016 |  |  |  | Y | [6 empty] | 180 | 25 | 22.5 | Y | N |  |  |  |  | N |  | N |  | CA
58661 | Sustainable Power Group, LLC | 59964 | Elevation Solar C | CA | Los Angeles | ELVSC | OP | Solar Photovoltaic | PV | IPP Non-CHP | 2 | 40 | 40 | 40 | 12 | 2016 |  | Y | [8 empty] | 90 |  | 51.1 | Y | [5 empty] | N |  | N |  | CA
3046 | Duke Energy Progress - (NC) | 59966 | Camp Lejeune Solar | NC | Onslow | PV1 | OP | Solar Photovoltaic | PV | Electric Utility | 1 | 12.8 | 12.8 | 12.8 | 12 | 2015 |  |  |  | Y | [6 empty] | 180 | 20 | 12.8 | Y | [5 empty] | N |  | N |  | NC
60054 | Duke Energy Florida Solar Solutions | 59973 | Walt Disney World Solar Facility | FL | Orange | WDS1 | OP | Solar Photovoltaic | PV | Electric Utility | 1 | 4.9 | 4.9 | 4.9 | 3 | 2016 |  |  |  | Y | [6 empty] | 195 | 20 | 5 |  | Y |  |  |  |  | N |  | N |  | FL
59727 | RE Astoria LLC | 59976 | RE Astoria | CA | Kern | ASTR1 | OP | Solar Photovoltaic | PV | IPP Non-CHP | 2 | 100 | 100 | 100 | 12 | 2016 |  | Y | [8 empty] | 0 | 0 | 130.8 | Y | [5 empty] | N |  | N |  | CA
59728 | RE Astoria 2 LLC | 59977 | RE Astoria 2 | CA | Kern | ASTR2 | OP | Solar Photovoltaic | PV | IPP Non-CHP | 2 | 75 | 75 | 75 | 12 | 2016 |  | Y | [8 empty] | 0 | 0 | 94.9 | Y | [5 empty] | N |  | N |  | CA
59735 | Enerparc CA2, LLC | 59978 | Enerparc CA2, LLC | CA | Glenn | ECA22 | OP | Solar Photovoltaic | PV | IPP Non-CHP | 2 | 1.5 | 1.5 | 1.5 | 3 | 2016 |  | Y | [8 empty] | 0 | 0 | 2 | Y | [5 empty] | N |  | N |  | CA
59736 | Columbia Solar Energy LLC | 59979 | Columbia Solar Energy, LLC | CA | Contra Costa | GEN1 | OP | Solar Photovoltaic | PV | IPP Non-CHP | 2 | 19.2 | 19.2 | 19.2 | 10 | 2015 |  |  |  | Y | [6 empty] | 203 | 20 | 25.4 | Y | [5 empty] | N |  | N |  | CA
60959 | Scatter Solar - Mashpee Landfill | 59980 | Mashpee Landfill Solar | MA | Barnstable | MASH | OP | Solar Photovoltaic | PV | IPP Non-CHP | 2 | 1.5 | 1.5 | 1.5 | 9 | 2014 |  |  |  | Y | [6 empty] | 180 | 20 | 1.8 | Y | [5 empty] | Y | 1.8 | N |  | MA
9267 | Hoosier Energy R E C, Inc | 59981 | New Castle Solar RES | IN | Henry | PV1 | OP | Solar Photovoltaic | PV | Electric Utility | 1 | 1.1 | 1.1 | 1.1 | 1 | 2016 |  | Y | [8 empty] | 90 | 45 | 1.3 | Y | [5 empty] | N |  | N |  | IN
9267 | Hoosier Energy R E C, Inc | 59982 | Scotland Solar RES | IN | Greene | PV1 | OP | Solar Photovoltaic | PV | Electric Utility | 1 | 1.1 | 1.1 | 1.1 | 11 | 2015 |  | Y | [8 empty] | 70 | 45 | 1.3 | Y | [5 empty] | N |  | N |  | IN
9267 | Hoosier Energy R E C, Inc | 59983 | New Haven Solar RES | IN | Spencer | PV1 | OP | Solar Photovoltaic | PV | Electric Utility | 1 | 1.1 | 1.1 | 1.1 | 9 | 2016 |  | Y | [8 empty] | 90 | 45 | 1.3 | Y | [5 empty] | N |  | N |  | IN
9267 | Hoosier Energy R E C, Inc | 59984 | Lanesville Solar RES | IN | Harrison | PV1 | OP | Solar Photovoltaic | PV | Electric Utility | 1 | 1.1 | 1.1 | 1.1 | 12 | 2015 |  | Y | [8 empty] | 90 | 52 | 1.3 | Y | [5 empty] | N |  | N |  | IN
9267 | Hoosier Energy R E C, Inc | 59985 | Ellettsville Solar RES | IN | Monroe | PV1 | OP | Solar Photovoltaic | PV | Electric Utility | 1 | 1.1 | 1.1 | 1.1 | 10 | 2016 |  | Y | [8 empty] | 90 | 52 | 1.3 | Y | [5 empty] | N |  | N |  | IN
9267 | Hoosier Energy R E C, Inc | 59986 | Henryville Solar RES | IN | Clark | PV1 | OP | Solar Photovoltaic | PV | Electric Utility | 1 | 1.1 | 1.1 | 1.1 | 9 | 2016 |  | Y | [8 empty] | 90 | 52 | 1.3 | Y | [5 empty] | N |  | N |  | IN
9267 | Hoosier Energy R E C, Inc | 59987 | Spring Mill Solar RES | IN | Lawrence | PV1 | OP | Solar Photovoltaic | PV | Electric Utility | 1 | 1.1 | 1.1 | 1.1 | 9 | 2017 |  | Y | [8 empty] | 90 | 52 | 1.3 | Y | [5 empty] | N |  | N |  | IN
9267 | Hoosier Energy R E C, Inc | 59988 | Decatur Co. Solar RES (IN) | IN | Decatur | PV1 | OP | Solar Photovoltaic | PV | Electric Utility | 1 | 1.1 | 1.1 | 1.1 | 9 | 2017 |  | Y | [8 empty] | 90 | 52 | 1.3 | Y | [5 empty] | N |  | N |  | IN
9267 | Hoosier Energy R E C, Inc | 59989 | Jackson Co. Solar RES | IN | Jackson | PV1 | OP | Solar Photovoltaic | PV | Electric Utility | 1 | 1.1 | 1.1 | 1.1 | 9 | 2017 |  | Y | [5 empty] | N |  |  | 90 | 52 | 1.3 | Y | [5 empty] | N |  | N |  | IN
9267 | Hoosier Energy R E C, Inc | 59990 | Johnson Co. Solar RES | IN | Johnson | PV1 | OP | Solar Photovoltaic | PV | Electric Utility | 1 | 1.1 | 1.1 | 1.1 | 10 | 2016 |  | Y | [8 empty] | 90 | 52 | 1.3 | Y | [5 empty] | N |  | N |  | IN
6452 | Florida Power & Light Co | 59993 | Babcock Solar Energy Center | FL | Charlotte | 1 | OP | Solar Photovoltaic | PV | Electric Utility | 1 | 74.5 | 74.5 | 74.5 | 12 | 2016 |  |  |  | Y | [6 empty] | 195 | 20 | 123 | [5 empty] | Y | N |  | N |  | FL
17650 | Southern Power Co | 59994 | RE Roserock | TX | Pecos | ROSEK | OP | Solar Photovoltaic | PV | IPP Non-CHP | 2 | 160 | 157.5 | 157.5 | 11 | 2016 |  | Y | [8 empty] | 90 |  | 212.1 | Y | [5 empty] | N |  | N |  | TX
58970 | Ecoplexus, Inc | 59999 | Ouchchy PV1 | NC | Orange | OUCH1 | OP | Solar Photovoltaic | PV | IPP Non-CHP | 2 | 3 | 3 | 3 | 12 | 2015 |  |  |  | Y | [6 empty] | 190 | 20 | 4 | Y | [5 empty] | N |  | N |  | NC
60507 | Fresh Air Energy XXXV, LLC | 60000 | Turkey Creek PV1 | NC | Northampton | TRKCK | OP | Solar Photovoltaic | PV | IPP Non-CHP | 2 | 13.5 | 13.5 | 13.5 | 2 | 2017 |  | Y | [8 empty] | 0 | 0 | 16.8 | Y | [5 empty] | N |  | N |  | NCDOM
58970 | Ecoplexus, Inc | 60001 | Vaughn Creek PV1 | NC | Hertford | VNCRK | OP | Solar Photovoltaic | PV | IPP Non-CHP | 2 | 20 | 20 | 20 | 12 | 2017 |  | Y | [8 empty] | 180 |  | 26 | Y | [5 empty] | N |  | N |  | NCDOM
60790 | Clarkstown Solar LLC | 60004 | Clarkstown Landfill Solar Facility | NY | Rockland | INV#1 | OP | Solar Photovoltaic | PV | IPP Non-CHP | 2 | 1 | 1 | 1 | 12 | 2014 |  |  |  | Y | [6 empty] | 109 | 45 | 1 |  |  | Y |  |  |  | N |  | N |  | NY
60790 | Clarkstown Solar LLC | 60004 | Clarkstown Landfill Solar Facility | NY | Rockland | INV#2 | OP | Solar Photovoltaic | PV | IPP Non-CHP | 2 | 1 | 1 | 1 | 12 | 2014 |  |  |  | Y | [6 empty] | 109 | 45 | 1 |  |  | Y |  |  |  | N |  | N |  | NY
6452 | Florida Power & Light Co | 60005 | Daytona International Speedway Solar | FL | Volusia | 1 | OP | Solar Photovoltaic | PV | Electric Utility | 1 | 1.6 | 0.8 | 0.8 | 5 | 2016 |  |  |  | Y | [6 empty] | 195 | 20 | 1.3 | [5 empty] | Y | N |  | N |  | FL
6452 | Florida Power & Light Co | 60006 | FIU Solar | FL | Miami Dade | 1 | OP | Solar Photovoltaic | PV | Electric Utility | 1 | 1.6 | 0.8 | 0.8 | 5 | 2016 |  |  |  | Y | [6 empty] | 195 | 20 | 1.4 | [5 empty] | Y | N |  | N |  | FL
17650 | Southern Power Co | 60007 | Morelos del Sol | CA | Kern | MORLS | OP | Solar Photovoltaic | PV | IPP Non-CHP | 2 | 15 | 15 | 15 | 11 | 2015 |  | Y | [8 empty] | 90 |  | 18.7 |  |  |  | Y |  |  | N |  | N |  | CA
59744 | Solar Star Colorado III, LLC | 60008 | Hooper Solar | CO | Alamosa | SCCO3 | OP | Solar Photovoltaic | PV | IPP Non-CHP | 2 | 52 | 52 | 52 | 12 | 2015 |  | Y | [8 empty] | 0 | 0 | 58 | Y | [5 empty] | N |  | N |  | CO
59755 | Murphy Flat Power, LLC | 60009 | Murphy Flat Solar | ID | Owyhee | IPMF | OP | Solar Photovoltaic | PV | IPP Non-CHP | 2 | 20 | 20 | 20 | 4 | 2017 |  | Y | [8 empty] | 180 | 60 | 26 | Y | [5 empty] | N |  | N |  | ID
59756 | Orchard Ranch Solar, LLC | 60010 | Orchard Ranch Solar | ID | Ada | IPOR | OP | Solar Photovoltaic | PV | IPP Non-CHP | 2 | 20 | 20 | 20 | 3 | 2017 |  | Y | [8 empty] | 180 | 60 | 26 | Y | [5 empty] | N |  | N |  | ID
59757 | American Falls Solar LLC | 60011 | American Falls Solar | ID | Power | IPAF | OP | Solar Photovoltaic | PV | IPP Non-CHP | 2 | 20 | 20 | 20 | 3 | 2017 |  | Y | [8 empty] | 180 | 60 | 26 | Y | [5 empty] | N |  | N |  | ID
59758 | American Falls Solar II, LLC | 60012 | American Falls Solar II | ID | Power | IPAF2 | OP | Solar Photovoltaic | PV | IPP Non-CHP | 2 | 20 | 20 | 20 | 3 | 2017 |  | Y | [8 empty] | 180 | 60 | 26 | Y | [5 empty] | N |  | N |  | ID
6452 | Florida Power & Light Co | 60014 | Manatee Solar Energy Center | FL | Manatee | 1 | OP | Solar Photovoltaic | PV | Electric Utility | 1 | 74.5 | 74.5 | 74.5 | 12 | 2016 |  |  |  | Y | [6 empty] | 195 | 20 | 123 | [5 empty] | Y | N |  | N |  | FL
5109 | DTE Electric Company | 60017 | Domino Farms Solar | MI | Washtenaw | 1 | OP | Solar Photovoltaic | PV | Electric Utility | 1 | 1 | 1 | 1 | 9 | 2015 |  |  |  | Y | [6 empty] | 180 | 30 | 1 | Y | [5 empty] | N |  | N |  | MI
5109 | DTE Electric Company | 60018 | Ford World Headquarters | MI | Wayne | 1 | OP | Solar Photovoltaic | PV | Electric Utility | 1 | 1 | 1 | 1 | 4 | 2015 |  |  |  | Y | [6 empty] | 180 | 30 | 1 | Y | [5 empty] | N |  | N |  | MI
5109 | DTE Electric Company | 60019 | Greenwood Solar Farm | MI | St Clair | 1 | OP | Solar Photovoltaic | PV | Electric Utility | 1 | 1.9 | 1.9 | 1.9 | 1 | 2016 |  |  |  | Y | [6 empty] | 180 | 30 | 1.9 | Y | [5 empty] | N |  | N |  | MI
59762 | UGT Renewable Energy 13, LLC | 60022 | Oxford | MA | Worcester | OXFRD | OP | Solar Photovoltaic | PV | IPP Non-CHP | 2 | 2.8 | 2.8 | 2.8 | 7 | 2014 |  |  |  | Y | [6 empty] | 180 | 25 | 3.5 | Y | [5 empty] | Y | 3.5 | N |  | MA
59766 | SR Jenkins, LLC | 60023 | SR Jenkins Ft Lupton | CO | Weld | FTLUP | OP | Solar Photovoltaic | PV | IPP Non-CHP | 2 | 13 | 13 | 13 | 5 | 2016 |  | Y | [8 empty] | 180 | 45 | 18.1 |  | Y |  |  |  |  | N |  | N |  | CO
57081 | WGL Energy Systems, Inc | 60026 | Little Rock Pham Solar | CA | Los Angeles | PV1 | OP | Solar Photovoltaic | PV | IPP Non-CHP | 2 | 3 | 3 | 3 | 12 | 2015 |  | Y | [8 empty] | 180 | 15 | 4.2 |  | Y |  |  |  |  | Y | 4.2 | N |  | CA
58661 | Sustainable Power Group, LLC | 60027 | Adera Solar | CA | Madera | ADERA | OP | Solar Photovoltaic | PV | IPP Non-CHP | 2 | 20 | 20 | 20 | 12 | 2015 |  |  |  | Y | [6 empty] | 180 | 25 | 26.5 | Y | [5 empty] | N |  | N |  | CA
57365 | Consolidated Edison Solutions Inc | 60029 | CES VMT Solar | MD | Washington | VMMD | OP | Solar Photovoltaic | PV | IPP Non-CHP | 2 | 1.1 | 1.1 | 1.1 | 7 | 2015 |  |  |  | Y | [6 empty] | 200 | 7 | 1.3 | Y | [5 empty] | Y | 1.3 | N |  | MD
59773 | SunE Solar XVI Lessor, LLC | 60032 | SunE Rochester | CA | San Bernardino | RCHTR | OP | Solar Photovoltaic | PV | IPP Non-CHP | 2 | 1 | 1 | 1 | 8 | 2016 |  |  |  | Y | [6 empty] | 180 | 11 | 1 | Y | [5 empty] | N |  | N |  | CA
61423 | California Flats Solar 130, LLC | 60033 | CA Flats Solar 130, LLC | CA | San Luis Obispo | GEN01 | OP | Solar Photovoltaic | PV | IPP Non-CHP | 2 | 130 | 130 | 130 | 11 | 2017 |  | Y | [8 empty] | 180 |  | 130 |  | Y |  |  |  |  | N |  | N |  | CA
59775 | Solar Star California XXXI, LLC | 60035 | Tequesquite Landfill Solar PV Project | CA | Riverside | RPU1 | OP | Solar Photovoltaic | PV | IPP Non-CHP | 2 | 7.3 | 7.3 | 7.3 | 10 | 2015 |  | Y |  | N | [6 empty] | 180 |  | 9.4 | Y | [5 empty] | N |  | N |  | CA
58491 | Constellation Solar Holding, LLC | 60036 | CCBC-Catonsville | MD | Howard | PV1 | OP | Solar Photovoltaic | PV | IPP Non-CHP | 2 | 1.6 | 1.6 | 1.6 | 9 | 2015 |  |  |  | Y | [6 empty] | 177 | 10 | 2.3 | Y | [5 empty] | Y | 2.3 | N |  | MD
58491 | Constellation Solar Holding, LLC | 60038 | Owens Corning Headquarters | OH | Lucas | PV1 | OP | Solar Photovoltaic | PV | IPP Non-CHP | 2 | 2.1 | 2.1 | 2.1 | 9 | 2015 |  |  |  | Y | [6 empty] | 186 | 7 | 2.4 | Y | [5 empty] | Y | 2.4 | N |  | OH
59776 | Frontier Solar, LLC | 60039 | Frontier Solar LLC | CA | Stanislaus | FTRS | OP | Solar Photovoltaic | PV | IPP Non-CHP | 2 | 20 | 20 | 18 | 6 | 2016 |  | Y | [8 empty] | 180 |  | 20 | Y | [5 empty] | N |  | N |  | CA
61112 | Cuyama Solar, LLC | 60043 | Cuyama Solar, LLC | CA | Santa Barbara | GEN01 | OP | Solar Photovoltaic | PV | IPP Non-CHP | 2 | 40 | 40 | 40 | 11 | 2017 |  | Y | [8 empty] | 90 |  | 56.1 | Y | [5 empty] | N |  | N |  | CA
58135 | Ecos Energy LLC | 60046 | Portage Solar | IN | Porter | PV7 | OP | Solar Photovoltaic | PV | IPP Non-CHP | 2 | 1.5 | 1.5 | 1.5 | 11 | 2012 |  |  |  | Y | [6 empty] | 180 | 30 | 2 | Y | [5 empty] | N |  | N |  | IN
58135 | Ecos Energy LLC | 60047 | Middlebury Solar | IN | Elkhart | PV6 | OP | Solar Photovoltaic | PV | IPP Non-CHP | 2 | 1.5 | 1.5 | 1.5 | 11 | 2012 |  |  |  | Y | [6 empty] | 180 | 30 | 2 | Y | [5 empty] | N |  | N |  | IN
59781 | TWE Chocowinity Solar | 60048 | TWE Chocowinity Solar, LLC | NC | Beaufort | FLS1 | OP | Solar Photovoltaic | PV | IPP Non-CHP | 2 | 4.5 | 4.5 | 4.5 | 12 | 2015 |  |  |  | Y | [6 empty] | 180 | 20 | 4.9 | Y | [5 empty] | N |  | N |  | NCDOM
59778 | Innovative Solar 10 | 60050 | Innovative Solar 10 | NC | Haywood | FLS1 | OP | Solar Photovoltaic | PV | IPP Non-CHP | 2 | 1.5 | 1.5 | 1.5 | 10 | 2015 |  |  |  | Y | [6 empty] | 180 | 20 | 1.9 | Y | [5 empty] | N |  | N |  | NC
59782 | Innovative Solar 18, LLC | 60051 | Innovative Solar 18, LLC | NC | Rutherford | FLS1 | OP | Solar Photovoltaic | PV | IPP Non-CHP | 2 | 1.9 | 1.9 | 1.9 | 12 | 2015 |  |  |  | Y | [6 empty] | 180 | 20 | 2.7 | Y | [5 empty] | N |  | N |  | NC
59783 | Innovative Solar 26, LLC | 60052 | Innovative Solar 26, LLC | NC | Burke | FLS1 | OP | Solar Photovoltaic | PV | IPP Non-CHP | 2 | 1.9 | 1.9 | 1.9 | 12 | 2015 |  |  |  | Y | [6 empty] | 180 | 20 | 2.6 | Y | [5 empty] | N |  | N |  | NC
59784 | Innovative Solar 63, LLC | 60053 | Innovative Solar 63, LLC | NC | Greene | FLS1 | OP | Solar Photovoltaic | PV | IPP Non-CHP | 2 | 4.9 | 4.9 | 4.9 | 2 | 2016 |  |  |  | Y | [6 empty] | 180 | 20 | 6.5 | Y | [5 empty] | N |  | N |  | NCDOM
19497 | United Illuminating Co | 60054 | UI RCP Bridgeport Seaside | CT | Fairfield | BPPV | OP | Solar Photovoltaic | PV | Electric Utility | 1 | 2.2 | 2.2 | 2.2 | 4 | 2016 |  | Y | [8 empty] | 180 | 20 | 2.8 | Y | [5 empty] | N |  | N |  | CT
59787 | Innovative Solar 16 | 60055 | Innovative Solar 16 | NC | Henderson | FLS1 | OP | Solar Photovoltaic | PV | IPP Non-CHP | 2 | 2 | 2 | 2 | 10 | 2015 |  |  |  | Y | [6 empty] | 180 | 20 | 2.5 | Y | [5 empty] | N |  | N |  | NC
59785 | Syncarpha Palmer, LLC | 60056 | Syncarpha Palmer, LLC | MA | Hampden | SYNPA | OP | Solar Photovoltaic | PV | IPP Non-CHP | 2 | 4.8 | 4.8 | 4.8 | 12 | 2015 |  |  |  | Y | [5 empty] | N | 180 | 25 | 6 | Y | [5 empty] | N |  | Y | 6 | MA
59788 | Steel Bridge Solar. LLC | 60057 | Steel Bridge Solar, LLC | OR | Polk | STEEL | OP | Solar Photovoltaic | PV | IPP Non-CHP | 2 | 2.3 | 2.3 | 2.3 | 2 | 2016 |  |  |  | Y | [6 empty] | 182 | 25 | 2.9 | Y | [5 empty] | N |  | N |  | OR
59790 | River Bend Solar, LLC | 60058 | River Bend Solar, LLC | AL | Lauderdale | RVRBN | OP | Solar Photovoltaic | PV | IPP Non-CHP | 2 | 75 | 75 | 75 | 9 | 2016 |  | Y | [8 empty] | 270 | 17 | 100.2 | Y | N |  |  |  |  | N |  | N |  | AL
59791 | Lindberg Field Solar I LLC | 60060 | Lindberg FIeld Solar | CA | San Diego | SDIA2 | OP | Solar Photovoltaic | PV | IPP Non-CHP | 2 | 2.1 | 1.7 | 1.7 | 2 | 2016 |  |  |  | Y | [6 empty] | 185 | 10 | 2.1 | Y | [5 empty] | N |  | N |  | CA
59791 | Lindberg Field Solar I LLC | 60060 | Lindberg FIeld Solar | CA | San Diego | SDIAA | OP | Solar Photovoltaic | PV | IPP Non-CHP | 2 | 0.6 | 0.5 | 0.5 | 9 | 2015 |  |  |  | Y | [6 empty] | 181 | 10 | 0.6 | Y | [5 empty] | N |  | N |  | CA
59791 | Lindberg Field Solar I LLC | 60060 | Lindberg FIeld Solar | CA | San Diego | SDIAB | OP | Solar Photovoltaic | PV | IPP Non-CHP | 2 | 0.5 | 0.5 | 0.5 | 12 | 2015 |  |  |  | Y | [6 empty] | 181 | 10 | 0.5 | Y | [5 empty] | N |  | N |  | CA
6452 | Florida Power & Light Co | 60061 | Citrus Solar Energy Center | FL | DeSoto | 1 | OP | Solar Photovoltaic | PV | Electric Utility | 1 | 74.5 | 74.5 | 74.5 | 12 | 2016 |  |  |  | Y | [6 empty] | 195 | 20 | 123 | [5 empty] | Y | N |  | N |  | FL
59789 | Avalon Solar Partners II, LLC | 60062 | Avalon Solar II | AZ | Pima | ASII | OP | Solar Photovoltaic | PV | IPP Non-CHP | 2 | 16 | 16 | 15 | 3 | 2016 |  | Y | [8 empty] | 180 |  | 16 | Y | [5 empty] | N |  | N |  | AZ
59802 | Live Oak Solar, LLC | 60063 | Live Oak Solar, LLC | GA | Candler | LVEOK | OP | Solar Photovoltaic | PV | IPP Non-CHP | 2 | 51 | 51 | 51 | 12 | 2016 |  | Y |  | Y | [6 empty] | 200 | 17 | 51 | Y | [5 empty] | N |  | N |  | GA
59803 | White Pine Solar, LLC | 60064 | White Pine Solar, LLC | GA | Taylor | WHTPN | OP | Solar Photovoltaic | PV | IPP Non-CHP | 2 | 101.2 | 101.2 | 101.2 | 7 | 2016 |  |  |  | Y | [6 empty] | 200 | 17 | 148.5 | Y | [5 empty] | N |  | N |  | GA
59804 | Federal Road Solar 1, LLC | 60065 | Federal Road Solar 1, LLC | MA | Plymouth | FEDRD | OP | Solar Photovoltaic | PV | IPP Non-CHP | 2 | 4.4 | 4.4 | 4.4 | 12 | 2015 |  |  |  | Y | [6 empty] | 180 | 25 | 6 | Y | [5 empty] | N |  | Y | 6 | MA
59805 | BWC Swan Pond River, LLC | 60067 | BWC Swan Pond River | MA | Bristol | SPRMA | OP | Solar Photovoltaic | PV | IPP Non-CHP | 2 | 1.6 | 1.6 | 1.6 | 12 | 2015 |  |  |  | Y | [6 empty] | 180 | 20 | 2.4 | Y | [5 empty] | N |  | Y | 2.4 | MA
59806 | Grand View PV Solar Two, LLC | 60068 | Grand View Solar Two | ID | Elmore | GVS2 | OP | Solar Photovoltaic | PV | IPP Non-CHP | 2 | 60 | 60 | 50 | 12 | 2016 |  | Y | [8 empty] | 180 |  | 60 | Y | [5 empty] | N |  | N |  | ID
59806 | Grand View PV Solar Two, LLC | 60068 | Grand View Solar Two | ID | Elmore | GVS5 | OP | Solar Photovoltaic | PV | IPP Non-CHP | 2 | 20 | 20 | 18 | 12 | 2016 |  | Y | [8 empty] | 180 |  | 20 | Y | [5 empty] | N |  | N |  | ID
6455 | Duke Energy Florida, LLC | 60071 | Perry Solar Facility | FL | Taylor | XXXXX | OP | Solar Photovoltaic | PV | Electric Utility | 1 | 5.1 | 5.1 | 5.1 | 8 | 2016 |  |  |  | Y | [6 empty] | 180 | 20 | 5.1 | Y | [5 empty] | N |  | N |  | FL
59825 | Neisler Street Solar I, LLC | 60072 | Neisler Street Solar | NC | Cleveland | NSS1 | OP | Solar Photovoltaic | PV | IPP Non-CHP | 2 | 2 | 2 | 2 | 8 | 2015 |  |  |  | Y | [6 empty] | 180 | 20 | 2.9 | Y | [5 empty] | N |  | N |  | NC
59822 | Syncarpha Massachusetts, LLC | 60073 | Leominster | MA | Worcester | SNLEO | OP | Solar Photovoltaic | PV | IPP Non-CHP | 2 | 2 | 2 | 2 | 5 | 2015 |  |  |  | Y | [6 empty] | 180 | 20 | 2.5 | Y | [5 empty] | N |  | Y | 2.5 | MA
59823 | Syncarpha North Adams, LLC | 60074 | North Adams Landfill | MA | Berkshire | SNNOA | OP | Solar Photovoltaic | PV | IPP Non-CHP | 2 | 2.2 | 2.2 | 2.2 | 10 | 2015 |  |  |  | Y | [6 empty] | 180 | 20 | 3.5 | Y | [5 empty] | N |  | Y | 3.5 | MA
59824 | Fisher Road Solar I, LLC | 60075 | Fisher Road Solar | MA | Bristol | SYFRS | OP | Solar Photovoltaic | PV | IPP Non-CHP | 2 | 4.6 | 4.6 | 4.6 | 5 | 2015 |  |  |  | Y | [6 empty] | 180 | 25 | 6 | Y | [5 empty] | N |  | Y | 6 | MA
59826 | Syncarpha Bondsville, LLC | 60076 | Palmer Landfill | MA | Hampden | SYNPL | OP | Solar Photovoltaic | PV | IPP Non-CHP | 2 | 4 | 4 | 4 | 12 | 2016 |  |  |  | Y | [6 empty] | 180 | 25 | 5 | Y | [5 empty] | N |  | Y | 5 | MA
56769 | Consolidated Edison Development Inc. | 60077 | CED Avenal | CA | Kings | AVCA | OP | Solar Photovoltaic | PV | IPP Non-CHP | 2 | 15.8 | 15.8 | 15.8 | 1 | 2017 |  | Y | [8 empty] | 0 | 0 | 21.4 | Y | [5 empty] | N |  | N |  | CA
56769 | Consolidated Edison Development Inc. | 60078 | CED Ducor 1 | CA | Tulare | DU1CA | OP | Solar Photovoltaic | PV | IPP Non-CHP | 2 | 20 | 20 | 20 | 12 | 2016 |  | Y | [8 empty] | 0 | 0 | 26 | Y | [5 empty] | N |  | N |  | CA
56769 | Consolidated Edison Development Inc. | 60079 | CED Ducor 2 | CA | Tulare | DU2CA | OP | Solar Photovoltaic | PV | IPP Non-CHP | 2 | 20 | 20 | 20 | 12 | 2016 |  | Y | [8 empty] | 0 | 0 | 26 | Y | [5 empty] | N |  | N |  | CA
56769 | Consolidated Edison Development Inc. | 60080 | CED Ducor 3 | CA | Tulare | DU3CA | OP | Solar Photovoltaic | PV | IPP Non-CHP | 2 | 15 | 15 | 15 | 12 | 2016 |  | Y | [8 empty] | 0 | 0 | 20 | Y | [5 empty] | N |  | N |  | CA
56769 | Consolidated Edison Development Inc. | 60081 | CED Ducor 4 | CA | Tulare | DU4CA | OP | Solar Photovoltaic | PV | IPP Non-CHP | 2 | 20 | 20 | 20 | 12 | 2016 |  | Y | [8 empty] | 0 | 0 | 26 | Y | [5 empty] | N |  | N |  | CA
59831 | White Oak Solar, LLC | 60082 | White Oak Solar, LLC | GA | Burke | WHTOK | OP | Solar Photovoltaic | PV | IPP Non-CHP | 2 | 76.5 | 76.5 | 76.5 | 7 | 2016 |  |  |  | Y | [6 empty] | 200 | 17 | 112.6 | Y | [5 empty] | N |  | N |  | GA
20323 | Wellhead Energy, LLC | 60083 | Fresno Solar | CA | Fresno | PV-S | OP | Solar Photovoltaic | PV | IPP Non-CHP | 2 | 1.5 | 1.5 | 1.5 | 10 | 2015 |  | Y | [7 empty] | N | 90 |  | 1.6 | Y | [5 empty] | N |  | N |  | CA
20323 | Wellhead Energy, LLC | 60083 | Fresno Solar | CA | Fresno | PV-W | OP | Solar Photovoltaic | PV | IPP Non-CHP | 2 | 1.5 | 1.5 | 1.5 | 10 | 2015 |  | Y | [8 empty] | 90 |  | 1.6 | Y | [5 empty] | N |  | N |  | CA
60947 | Tesla Inc. | 60085 | AVS Lancaster 1 | CA | Los Angeles | PV1 | OP | Solar Photovoltaic | PV | IPP Non-CHP | 2 | 3.7 | 3.7 | 3.7 | 12 | 2016 |  |  |  | Y | [6 empty] | 180 | 20 | 5 | Y | [5 empty] | Y | 5 | N |  | CA
60947 | Tesla Inc. | 60086 | US-TOPCO (Soccer Center) | CA | Los Angeles | PV1 | OP | Solar Photovoltaic | PV | IPP Non-CHP | 2 | 3 | 3 | 3 | 12 | 2016 |  |  |  | Y | [6 empty] | 180 | 20 | 3.7 | Y | [5 empty] | Y | 3.7 | N |  | CA
59838 | SunE DB27, LLC | 60089 | Elkton Solar | MD | Cecil | ELKTN | OP | Solar Photovoltaic | PV | IPP Non-CHP | 2 | 1.6 | 1.6 | 1.6 | 12 | 2015 |  |  |  | Y | [6 empty] | 180 | 15 | 2.1 | Y | [5 empty] | N |  | N |  | MD
59745 | First Solar Asset Management | 60091 | Kingbird B Solar, LLC | CA | Kern | GEN01 | OP | Solar Photovoltaic | PV | IPP Non-CHP | 2 | 20 | 20 | 20 | 4 | 2016 |  | Y | [8 empty] | 180 |  | 25.3 |  | Y |  |  |  |  | N |  | N |  | CA
59843 | Blythe Solar II, LLC | 60092 | Blythe Solar II, LLC | CA | Riverside | BLCK4 | OP | Solar Photovoltaic | PV | IPP Non-CHP | 2 | 33.2 | 33.2 | 33.2 | 7 | 2016 |  | Y | [8 empty] | 0 | 0 | 41 | Y | [5 empty] | N |  | N |  | CA
59843 | Blythe Solar II, LLC | 60092 | Blythe Solar II, LLC | CA | Riverside | BLCK5 | OP | Solar Photovoltaic | PV | IPP Non-CHP | 2 | 33.9 | 33.9 | 33.9 | 8 | 2016 |  | Y | [8 empty] | 0 | 0 | 41.5 | Y | [5 empty] | N |  | N |  | CA
59843 | Blythe Solar II, LLC | 60092 | Blythe Solar II, LLC | CA | Riverside | BLCK6 | OP | Solar Photovoltaic | PV | IPP Non-CHP | 2 | 32 | 32 | 32 | 9 | 2016 |  | Y | [8 empty] | 0 | 0 | 39.5 | Y | [5 empty] | N |  | N |  | CA
59843 | Blythe Solar II, LLC | 60092 | Blythe Solar II, LLC | CA | Riverside | BLCK7 | OP | Solar Photovoltaic | PV | IPP Non-CHP | 2 | 32.1 | 32.1 | 32.1 | 10 | 2016 |  | Y | [8 empty] | 0 | 0 | 39.5 | Y | [5 empty] | N |  | N |  | CA
59842 | Blythe Solar 110, LLC | 60093 | Blythe Solar 110, LLC | CA | Riverside | BLCK1 | OP | Solar Photovoltaic | PV | IPP Non-CHP | 2 | 38.7 | 38.7 | 38.7 | 3 | 2016 |  | Y | [8 empty] | 0 | 0 | 54 | Y | [5 empty] | N |  | N |  | CA
59842 | Blythe Solar 110, LLC | 60093 | Blythe Solar 110, LLC | CA | Riverside | BLCK2 | OP | Solar Photovoltaic | PV | IPP Non-CHP | 2 | 36.3 | 36.3 | 36.3 | 4 | 2016 |  | Y | [8 empty] | 0 | 0 | 51 | Y | [5 empty] | N |  | N |  | CA
59842 | Blythe Solar 110, LLC | 60093 | Blythe Solar 110, LLC | CA | Riverside | BLCK3 | OP | Solar Photovoltaic | PV | IPP Non-CHP | 2 | 34.8 | 34.8 | 34.8 | 4 | 2016 |  | Y | [8 empty] | 0 | 0 | 49 | Y | [5 empty] | N |  | N |  | CA
60947 | Tesla Inc. | 60096 | Town of Chestertown- Chestertown WWTP | MD | Kent | PV1 | OP | Solar Photovoltaic | PV | IPP Non-CHP | 2 | 1 | 1 | 1 | 12 | 2015 |  | Y | [8 empty] | 180 | 30 | 1.3 | Y | [5 empty] | Y | 1.3 | N |  | MD
60947 | Tesla Inc. | 60097 | Onondaga County - Metro Water Board | NY | Onondaga | PV1 | OP | Solar Photovoltaic | PV | IPP Non-CHP | 2 | 1 | 1 | 1 | 2 | 2016 |  |  |  | Y | [6 empty] | 180 | 10 | 1.4 | Y | [5 empty] | Y | 1.4 | N |  | NY
60947 | Tesla Inc. | 60098 | Onondaga County - Oak Orchard WWTP | NY | Onondaga | PV1 | OP | Solar Photovoltaic | PV | IPP Non-CHP | 2 | 2 | 2 | 2 | 11 | 2017 |  | Y | [8 empty] | 180 | 20 | 2.5 | Y | [5 empty] | Y | 2.5 | N |  | NY
60947 | Tesla Inc. | 60099 | Hewlett-Packard (HP) - Andover, MA | MA | Essex | PV1 | OP | Solar Photovoltaic | PV | IPP Non-CHP | 2 | 1.7 | 1.7 | 1.7 | 6 | 2017 |  | Y | [8 empty] | 150 | 12 | 2.3 | Y | [5 empty] | Y | 2.3 | N |  | MA
61119 | SRE Utility Solar 1, LLC | 60101 | Shelby Randolph Road Solar 1, LLC | NC | Cleveland | SRR | OP | Solar Photovoltaic | PV | IPP Non-CHP | 2 | 2 | 1.9 | 1.9 | 9 | 2015 |  |  |  | Y | [6 empty] | 180 | 15 | 2.7 | Y | [5 empty] | N |  | N |  | NC
61119 | SRE Utility Solar 1, LLC | 60105 | Lafayette Solar I, LLC | NC | Cleveland | LAF | OP | Solar Photovoltaic | PV | IPP Non-CHP | 2 | 2 | 1.9 | 1.9 | 9 | 2015 |  |  |  | Y | [6 empty] | 180 | 10 | 2.5 | Y | [5 empty] | N |  | N |  | NC
61119 | SRE Utility Solar 1, LLC | 60106 | Rockingham Solar, LLC | NC | Richmond | ROCK | OP | Solar Photovoltaic | PV | IPP Non-CHP | 2 | 5 | 4.9 | 4.9 | 11 | 2015 |  |  |  | Y | [6 empty] | 180 | 25 | 6.8 | Y | [5 empty] | N |  | N |  | NC
61119 | SRE Utility Solar 1, LLC | 60107 | York Road Solar I, LLC | NC | Cleveland | YORK | OP | Solar Photovoltaic | PV | IPP Non-CHP | 2 | 2 | 1.9 | 1.9 | 9 | 2015 |  |  |  | Y | [6 empty] | 180 | 25 | 2.6 | Y | [5 empty] | N |  | N |  | NC
61119 | SRE Utility Solar 1, LLC | 60108 | SID Solar I, LLC | NC | Cleveland | SID | OP | Solar Photovoltaic | PV | IPP Non-CHP | 2 | 5 | 4.9 | 4.9 | 9 | 2015 |  |  |  | Y | [6 empty] | 180 | 10 | 6.4 | Y | [5 empty] | N |  | N |  | NC
60947 | Tesla Inc. | 60110 | Town of Needham VNEM | MA | Norfolk | PV1 | OP | Solar Photovoltaic | PV | IPP Non-CHP | 2 | 3 | 3 | 3 | 2 | 2016 |  |  |  | Y | [6 empty] | 180 | 25 | 3.6 | Y | [5 empty] | N |  | Y | 3.6 | MA
60947 | Tesla Inc. | 60111 | Williamsburg Solar LLC VNEM | MA | Hampshire | PV1 | OP | Solar Photovoltaic | PV | IPP Non-CHP | 2 | 2.2 | 2.2 | 2.2 | 2 | 2016 |  |  |  | Y | [6 empty] | 180 | 20 | 3 | Y | [5 empty] | N |  | Y | 3 | MA
60947 | Tesla Inc. | 60112 | Oregon Convention Center | OR | Multnomah | PV1 | OP | Solar Photovoltaic | PV | IPP Non-CHP | 2 | 1.4 | 1.4 | 1.4 | 7 | 2016 |  |  |  | Y | [6 empty] | 180 | 2 | 2 | Y | [5 empty] | Y | 2 | N |  | OR
60947 | Tesla Inc. | 60113 | Jackson Board of Education-Liberty HS | NJ | Ocean | PV1 | OP | Solar Photovoltaic | PV | IPP Non-CHP | 2 | 1.2 | 1.2 | 1.2 | 7 | 2016 |  |  |  | Y | [6 empty] | 180 | 20 | 1.4 | Y | [5 empty] | Y | 1.4 | N |  | NJ
60947 | Tesla Inc. | 60114 | Oneida County- DPW | NY | Oneida | PV1 | OP | Solar Photovoltaic | PV | IPP Non-CHP | 2 | 1.5 | 1.5 | 1.5 | 10 | 2017 |  | N |  | Y | [6 empty] | 180 | 25 | 2 | Y | [5 empty] | Y | 2 | N |  | NY
60947 | Tesla Inc. | 60115 | Town of Halfmoon | NY | Saratoga | PV1 | OP | Solar Photovoltaic | PV | IPP Non-CHP | 2 | 1 | 1 | 1 | 6 | 2017 |  |  |  | Y | [6 empty] | 180 | 30 | 1.3 | Y | [5 empty] | Y | 1.3 | N |  | NY
60947 | Tesla Inc. | 60116 | BJ's Wholesale Club, Inc- Uxbridge | MA | Worcester | PV1 | OP | Solar Photovoltaic | PV | IPP Non-CHP | 2 | 1 | 1 | 1 | 7 | 2017 |  | Y | [8 empty] | 165 | 12 | 1.3 | Y | [5 empty] | Y | 1.3 | N |  | MA
4254 | Consumers Energy Co | 60117 | Western Michigan Solar Gardens | MI | Kalamazoo | 1 | OP | Solar Photovoltaic | PV | Electric Utility | 1 | 1 | 1 | 1 | 8 | 2016 | [9 empty] | Y |  |  | 1.1 | [5 empty] | Y | N |  | N |  | MI
4254 | Consumers Energy Co | 60118 | Grand Valley Solar Gardens | MI | Ottawa | 1 | OP | Solar Photovoltaic | PV | Electric Utility | 1 | 3 | 3 | 3 | 4 | 2016 | [9 empty] | Y |  |  | 3.1 | [5 empty] | Y | N |  | N |  | MI
59894 | HCE Johnston I, LLC | 60121 | HCE Johnston I, LLC | NC | Johnston | HCEJI | OP | Solar Photovoltaic | PV | IPP Non-CHP | 2 | 2.6 | 2.6 | 2.6 | 12 | 2015 |  |  |  | Y | [6 empty] | 180 | 25 | 2.6 | Y | [5 empty] | N |  | N |  | NC
60972 | NRG DG Lakeland LLC | 60124 | Goldfinch | FL | Polk | GFNCH | OP | Solar Photovoltaic | PV | IPP Non-CHP | 2 | 3 | 3 | 3 | 12 | 2016 |  |  |  | Y | [5 empty] | Y | 0 | 0 | 3.7 | Y | [5 empty] | N |  | N |  | FL
58468 | Dominion Renewable Energy | 60127 | Eastern Shore Solar, LLC | VA | Accomack | PV1 | OP | Solar Photovoltaic | PV | IPP Non-CHP | 2 | 80 | 80 | 80 | 10 | 2016 |  | Y | [8 empty] | 180 | 60 | 105.4 | Y | [5 empty] | N |  | N |  | VA
61119 | SRE Utility Solar 1, LLC | 60129 | Red Toad 1425 A Powatan Road, LLC | NC | Johnston | POW | OP | Solar Photovoltaic | PV | IPP Non-CHP | 2 | 2 | 1.9 | 1.9 | 12 | 2015 |  |  |  | Y | [6 empty] | 180 | 20 | 2.8 | Y | [5 empty] | N |  | N |  | NC
61119 | SRE Utility Solar 1, LLC | 60131 | Durham Solar | NC | Durham | DURM | OP | Solar Photovoltaic | PV | IPP Non-CHP | 2 | 3.5 | 3.4 | 3.4 | 12 | 2015 |  |  |  | Y | [6 empty] | 180 | 20 | 4.6 | Y | [5 empty] | N |  | N |  | NC
61119 | SRE Utility Solar 1, LLC | 60133 | Morgan Farm, LLC | NC | Franklin | MOR | OP | Solar Photovoltaic | PV | IPP Non-CHP | 2 | 5 | 4.9 | 4.9 | 12 | 2015 |  |  |  | Y | [6 empty] | 180 | 20 | 6.7 | Y | [5 empty] | N |  | N |  | NC
61119 | SRE Utility Solar 1, LLC | 60134 | Nashville Farms, LLC | NC | Nash | NASH | OP | Solar Photovoltaic | PV | IPP Non-CHP | 2 | 2 | 1.9 | 1.9 | 12 | 2015 |  |  |  | Y | [6 empty] | 180 | 25 | 2.6 | Y | [5 empty] | N |  | N |  | NC
61119 | SRE Utility Solar 1, LLC | 60135 | Cedar Solar, LLC | NC | Duplin | CED | OP | Solar Photovoltaic | PV | IPP Non-CHP | 2 | 5 | 4.9 | 4.9 | 11 | 2015 |  |  |  | Y | [6 empty] | 180 | 20 | 6.7 | Y | [5 empty] | N |  | N |  | NC
61119 | SRE Utility Solar 1, LLC | 60136 | Elm Solar, LLC | NC | Lee | ELM | OP | Solar Photovoltaic | PV | IPP Non-CHP | 2 | 5 | 4.9 | 4.9 | 12 | 2015 |  |  |  | Y | [6 empty] | 180 | 20 | 6.7 | Y | [5 empty] | N |  | N |  | NC
59937 | Lemoore PV1, LLC | 60142 | Lemoore 1 | CA | Kings | LEPV1 | OP | Solar Photovoltaic | PV | IPP Non-CHP | 2 | 1.5 | 1.5 | 1.5 | 2 | 2016 |  | Y | [8 empty] | 90 |  | 2 | Y | [5 empty] | N |  | N |  | CA
59938 | Cohen Farm Solar, LLC | 60146 | Cohen Farm Solar, LLC | NC | Lee | FLS1 | OP | Solar Photovoltaic | PV | IPP Non-CHP | 2 | 6.5 | 6.5 | 6.5 | 8 | 2016 |  |  |  | Y | [6 empty] | 180 | 20 | 7 | Y | [5 empty] | N |  | N |  | NC
59939 | Floyd Solar, LLC | 60147 | Floyd Solar, LLC | NC | Robeson | FLS1 | OP | Solar Photovoltaic | PV | IPP Non-CHP | 2 | 6.5 | 6.5 | 6.5 | 7 | 2016 |  |  |  | Y | [6 empty] | 180 | 20 | 6.6 | Y | [5 empty] | N |  | N |  | NC
59941 | Innovative Solar 43, LLC | 60149 | Innovative Solar 43, LLC | NC | Bladen | FLS1 | OP | Solar Photovoltaic | PV | IPP Non-CHP | 2 | 50.8 | 50.8 | 50.8 | 12 | 2016 |  |  |  | Y | [6 empty] | 180 | 20 | 51 | Y | [5 empty] | N |  | N |  | NC
59942 | Argos Solar LLC | 60150 | Cornell Geneva Solar Farm | NY | Ontario | ARGOS | OP | Solar Photovoltaic | PV | IPP Non-CHP | 2 | 2 | 2 | 2 | 12 | 2015 |  |  |  | Y | [6 empty] | 180 | 17 | 2.8 | Y | [5 empty] | N |  | N |  | NY
57104 | Golden Springs Development Company LLC | 60151 | Building F | CA | Los Angeles | BLDGF | OP | Solar Photovoltaic | PV | IPP Non-CHP | 2 | 1.3 | 1.3 | 1.3 | 11 | 2016 |  |  |  | Y | [6 empty] | 180 | 10 | 1.8 | Y | [5 empty] | N |  | N |  | CA
57104 | Golden Springs Development Company LLC | 60153 | Building G | CA | Los Angeles | BLDGG | OP | Solar Photovoltaic | PV | IPP Non-CHP | 2 | 1.2 | 1.2 | 1.2 | 9 | 2016 |  |  |  | Y | [6 empty] | 180 | 10 | 1.7 | Y | [5 empty] | N |  | N |  | CA
57104 | Golden Springs Development Company LLC | 60154 | Buidling L | CA | Los Angeles | BLDG1 | OP | Solar Photovoltaic | PV | IPP Non-CHP | 2 | 1 | 1 | 1 | 11 | 2016 |  |  |  | Y | [6 empty] | 180 | 10 | 1.2 | Y | [5 empty] | N |  | N |  | CA
60163 | Soltage LLC | 60179 | Daystar Solar | NC | Jones | PV1 | OP | Solar Photovoltaic | PV | IPP Non-CHP | 2 | 5 | 5 | 5 | 9 | 2017 |  |  |  | Y | [6 empty] | 180 | 20 | 7.1 | Y | [5 empty] | N |  | N |  | NC
57104 | Golden Springs Development Company LLC | 60182 | Dulles | CA | Riverside | DULLE | OP | Solar Photovoltaic | PV | IPP Non-CHP | 2 | 2 | 2 | 2 | 9 | 2016 |  |  |  | Y | [6 empty] | 180 | 10 | 2.4 | Y | [5 empty] | N |  | N |  | CA
57104 | Golden Springs Development Company LLC | 60183 | Freeway Springs | CA | Los Angeles | FSPRI | OP | Solar Photovoltaic | PV | IPP Non-CHP | 2 | 2 | 2 | 2 | 10 | 2016 |  |  |  | Y | [6 empty] | 180 | 10 | 2.8 | Y | [5 empty] | N |  | N |  | CA
58661 | Sustainable Power Group, LLC | 60185 | Solverde 1 | CA | Los Angeles | SOLV1 | OP | Solar Photovoltaic | PV | IPP Non-CHP | 2 | 85 | 85 | 85 | 12 | 2016 |  | Y | [8 empty] | 90 |  | 106.3 | Y | [5 empty] | N |  | N |  | CA
58661 | Sustainable Power Group, LLC | 60186 | Antelope DSR 1 | CA | Los Angeles | DSR1 | OP | Solar Photovoltaic | PV | IPP Non-CHP | 2 | 50 | 50 | 50 | 12 | 2016 |  | Y | [8 empty] | 90 |  | 62.1 | Y | [5 empty] | N |  | N |  | CA
58661 | Sustainable Power Group, LLC | 60187 | Antelope DSR 2 | CA | Los Angeles | DSR2 | OP | Solar Photovoltaic | PV | IPP Non-CHP | 2 | 5 | 5 | 5 | 12 | 2016 |  | Y | [8 empty] | 90 |  | 6.3 | Y | [5 empty] | N |  | N |  | CA
59951 | Conetoe Solar, LLC | 60188 | Conetoe Solar | NC | Edgecombe | CON15 | OP | Solar Photovoltaic | PV | IPP Non-CHP | 2 | 5 | 5 | 5 | 12 | 2015 |  | Y | [8 empty] | 0 | 0 | 7 | Y | [5 empty] | N |  | N |  | NCDOM
59952 | Sugar Run Solar, LLC | 60189 | Sugar Run Solar | NC | Gates | SRS15 | OP | Solar Photovoltaic | PV | IPP Non-CHP | 2 | 5 | 5 | 5 | 12 | 2015 |  | Y | [8 empty] | 0 | 0 | 7 | Y | [5 empty] | N |  | N |  | NCDOM
59209 | Half Moon Ventures, LLC | 60190 | HMW Minster PV I | OH | Auglaize | MIN01 | OP | Solar Photovoltaic | PV | IPP Non-CHP | 2 | 3 | 3 | 3 | 12 | 2015 |  |  |  | Y | [6 empty] | 180 | 25 | 4.3 | Y | [5 empty] | N |  | N |  | OH
59963 | TWE New Bern Solar Project, LLC | 60191 | TWE New Bern Solar Project, LLC | NC | Craven | FLS1 | OP | Solar Photovoltaic | PV | IPP Non-CHP | 2 | 4 | 4 | 4 | 8 | 2016 |  |  |  | Y | [6 empty] | 180 | 20 | 4.5 | Y | [5 empty] | N |  | N |  | NC
59969 | Whitethorn Solar LLC | 60193 | Whitethorn Solar LLC | CA | Alameda | GEN1 | OP | Solar Photovoltaic | PV | IPP Non-CHP | 2 | 3.3 | 3.3 | 3.3 | 2 | 2016 |  |  |  | Y | [6 empty] | 180 | 15 | 3.9 | Y | [5 empty] | N |  | N |  | CA
59300 | PNM Resources | 60195 | South Valley Solar Energy Center | NM | Bernalillo | SVSEC | OP | Solar Photovoltaic | PV | Electric Utility | 1 | 10 | 9.9 | 9.9 | 12 | 2015 |  | Y | [8 empty] | 180 | 0 | 12.4 | Y | [5 empty] | N |  | N |  | NM
59300 | PNM Resources | 60196 | Santa Fe Solar Energy Center | NM | Santa Fe | SFSEC | OP | Solar Photovoltaic | PV | Electric Utility | 1 | 9.5 | 9.3 | 9.3 | 12 | 2015 |  | Y | [8 empty] | 180 | 0 | 11.6 | Y | [5 empty] | N |  | N |  | NM
59300 | PNM Resources | 60197 | Santolina Solar Energy Center | NM | Bernalillo | SANTO | OP | Solar Photovoltaic | PV | Electric Utility | 1 | 10.5 | 10.5 | 10.5 | 12 | 2015 |  | Y | [8 empty] | 180 | 0 | 12.4 | Y | [5 empty] | N |  | N |  | NM
59300 | PNM Resources | 60198 | Rio Communities Solar Energy Center | NM | Valencia | RCSEC | OP | Solar Photovoltaic | PV | Electric Utility | 1 | 10 | 9.9 | 9.9 | 12 | 2015 |  | Y | [8 empty] | 180 | 0 | 12.4 | Y | [5 empty] | N |  | N |  | NM
59462 | Heelstone Energy Holdings, LLC | 60199 | County Home Solar Center, LLC | NC | Cleveland | CHSC1 | OP | Solar Photovoltaic | PV | IPP Non-CHP | 2 | 2 | 2 | 2 | 9 | 2016 |  |  |  | Y | [6 empty] | 180 | 25 | 2.6 | Y | [5 empty] | N |  | N |  | NC
61119 | SRE Utility Solar 1, LLC | 60200 | Laurinburg Solar, LLC (Heelstone) | NC | Robeson | LAUR | OP | Solar Photovoltaic | PV | IPP Non-CHP | 2 | 2 | 1.9 | 1.9 | 12 | 2015 |  |  |  | Y | [6 empty] | 180 | 20 | 2.7 |  | Y |  |  |  |  | N |  | N |  | NC
57365 | Consolidated Edison Solutions Inc | 60201 | CES Cherry Hill Solar | NJ | Camden | CHNJ | OP | Solar Photovoltaic | PV | IPP Non-CHP | 2 | 1.2 | 1.2 | 1.2 | 2 | 2016 |  |  |  | Y | [6 empty] | 173 | 5 | 1.6 | Y | [5 empty] | Y | 1.6 | N |  | NJ
59977 | Hemlock Solar LLC | 60207 | Hemlock Solar | NC | Northampton | HEMLK | OP | Solar Photovoltaic | PV | IPP Non-CHP | 2 | 5 | 5 | 5 | 3 | 2017 |  | Y | [8 empty] | 0 | 0 | 5 | Y | [5 empty] | N |  | N |  | NCDOM
59996 | Long Farm 46 Solar, LLC | 60208 | Long Farm 46 Solar, LLC | NC | Northampton | PV1 | OP | Solar Photovoltaic | PV | IPP Non-CHP | 2 | 5 | 5 | 5 | 2 | 2016 |  |  |  | Y | [6 empty] | 180 | 25 | 6.9 | Y | [5 empty] | N |  | N |  | NCDOM
59978 | HXNAir Solar One LLC | 60209 | HXNAir Solar One | NC | Halifax | HXNAI | OP | Solar Photovoltaic | PV | IPP Non-CHP | 2 | 5 | 5 | 5 | 12 | 2017 |  |  | N | Y | [6 empty] | 180 | 20 | 7 | Y | [5 empty] | N |  | N |  | NCDOM
60004 | Strata Roof 1, LLC | 60219 | Strata Roof 1 | CA | Sacramento | UNIT1 | OP | Solar Photovoltaic | PV | IPP Non-CHP | 2 | 1 | 1 | 0.6 | 5 | 2013 |  |  |  | Y | [6 empty] | 180 | 10 | 1.1 | Y | [5 empty] | N |  | N |  | CA
60947 | Tesla Inc. | 60225 | CMEEC - Bozrah | CT | New London | PV1 | OP | Solar Photovoltaic | PV | IPP Non-CHP | 2 | 2.5 | 2.5 | 2.5 | 12 | 2016 |  |  |  | Y | [6 empty] | 180 | 25 | 3.2 | Y | [5 empty] | Y | 3.2 | N |  | CT
60413 | Rancho Seco Solar, LLC | 60226 | Rancho Seco Solar, LLC | CA | Sacramento | GEN01 | OP | Solar Photovoltaic | PV | IPP Non-CHP | 2 | 10.8 | 10.8 | 10.8 | 8 | 2016 |  | Y | [8 empty] | 90 |  | 12.5 | N | Y |  |  |  |  | N |  | N |  | CA
60947 | Tesla Inc. | 60227 | BJ's Wholesale Club Inc Dist Center | NJ | Burlington | PV1 | OP | Solar Photovoltaic | PV | IPP Non-CHP | 2 | 1.4 | 1.4 | 1.4 | 10 | 2016 |  |  |  | Y | [6 empty] | 186 | 1 | 2 | Y | [5 empty] | Y | 2 | N |  | NJ
60947 | Tesla Inc. | 60228 | Conn Mun Electric Energy Coop | CT | New London | PV1 | OP | Solar Photovoltaic | PV | IPP Non-CHP | 2 | 1 | 1 | 1 | 12 | 2016 |  |  |  | Y | [6 empty] | 180 | 20 | 1.2 | Y | [5 empty] | Y | 1.2 | N |  | CT
60947 | Tesla Inc. | 60229 | Orange County Solar Farm (NY) | NY | Orange | PV1 | OP | Solar Photovoltaic | PV | IPP Non-CHP | 2 | 1.5 | 1.5 | 1.5 | 5 | 2017 |  |  |  | Y | [6 empty] | 180 | 20 | 2.1 | Y | [5 empty] | Y | 2.1 | N |  | NY
60947 | Tesla Inc. | 60231 | Genentech-Oceanside | CA | San Diego | PV1 | OP | Solar Photovoltaic | PV | IPP Non-CHP | 2 | 4.5 | 4.5 | 4.5 | 4 | 2016 |  | Y | [8 empty] | 180 | 25 | 4.8 | Y | [5 empty] | Y | 4.8 | N |  | CA
17650 | Southern Power Co | 60233 | RE Garland | CA | Kern | PV2 | OP | Solar Photovoltaic | PV | IPP Non-CHP | 2 | 185 | 185 | 185 | 11 | 2016 |  | Y | [8 empty] | 90 |  | 185.1 | Y | [5 empty] | N |  | N |  | CA
58468 | Dominion Renewable Energy | 60237 | Midway Solar Farm II | CA | Imperial | MSF2 | OP | Solar Photovoltaic | PV | IPP Non-CHP | 2 | 30 | 30 | 30 | 5 | 2017 |  | Y | [8 empty] | 180 | 60 | 40 |  |  |  |  | Y |  | N |  | N |  | CA
61060 | Cypress Creek Renewables | 60238 | McDonald Solar Farm, LLC | IN | Vigo | PV1 | OP | Solar Photovoltaic | PV | IPP Non-CHP | 2 | 5.2 | 5.2 | 5.2 | 12 | 2015 |  |  |  | Y | [6 empty] | 180 | 20 | 7 |  |  |  | Y |  |  | N |  | N |  | IN
61060 | Cypress Creek Renewables | 60239 | Pastime Farm, LLC | IN | Clay | PV1 | OP | Solar Photovoltaic | PV | IPP Non-CHP | 2 | 5.2 | 5.2 | 5.2 | 12 | 2015 |  |  |  | Y | [6 empty] | 180 | 20 | 7 |  |  |  | Y |  |  | N |  | N |  | IN
60026 | Yanceyville Farm 3, LLC | 60240 | Yanceyville Farm 3, LLC | NC | Caswell | 1 | OP | Solar Photovoltaic | PV | IPP Non-CHP | 2 | 4.9 | 4.9 | 4.9 | 12 | 2015 |  |  |  | Y | [6 empty] | 180 | 20 | 6.4 |  | Y |  |  |  |  | N |  | N |  | NC
59050 | Algonquin Power Co | 60242 | Algonquin SKIC 10 Solar, LLC | CA | Kern | SKI10 | OP | Solar Photovoltaic | PV | IPP Non-CHP | 2 | 10 | 10 | 10 | 1 | 2017 |  | Y | [8 empty] | 180 |  | 11.9 | Y | [5 empty] | N |  | N |  | CA
60036 | SR Clinch | 60247 | Valley View Solar | CO | Weld | VVS | OP | Solar Photovoltaic | PV | IPP Non-CHP | 2 | 4 | 4 | 4 | 12 | 2015 |  | Y | [8 empty] | 180 | 45 | 5.5 |  | Y |  |  |  |  | N |  | N |  | CO
60036 | SR Clinch | 60248 | Skylark | CO | Weld | CAREY | OP | Solar Photovoltaic | PV | IPP Non-CHP | 2 | 4 | 4 | 4 | 12 | 2015 |  | Y | [8 empty] | 180 | 45 | 5.5 |  | Y |  |  |  |  | N |  | N |  | CO
9234 | Indiana Municipal Power Agency | 60251 | IMPA Huntingburg Solar Park | IN | Dubois | SHUNT | OP | Solar Photovoltaic | PV | Electric Utility | 1 | 2 | 2 | 1.6 | 9 | 2016 |  |  |  | Y | [6 empty] | 180 | 25 | 2.4 | Y | [5 empty] | N |  | N |  | IN
9234 | Indiana Municipal Power Agency | 60252 | IMPA Washington Solar Park | IN | Daviess | SWASH | OP | Solar Photovoltaic | PV | Electric Utility | 1 | 4 | 4 | 3.2 | 9 | 2016 |  |  |  | Y | [6 empty] | 180 | 25 | 4.8 | Y | [5 empty] | N |  | N |  | IN
9234 | Indiana Municipal Power Agency | 60253 | IMPA Anderson Solar Park | IN | Madison | SANDE | OP | Solar Photovoltaic | PV | Electric Utility | 1 | 5 | 5 | 4 | 1 | 2017 |  |  |  | Y | [6 empty] | 180 | 25 | 6.2 | Y | [5 empty] | N |  | N |  | IN
12397 | Metropolitan Water District of S CA | 60255 | Weymouth Solar Plant | CA | Los Angeles | 1 | OP | Solar Photovoltaic | PV | Electric Utility | 1 | 2 | 2 | 2 | 6 | 2016 |  | Y | [8 empty] | 90 |  | 2.2 | Y | [5 empty] | N |  | N |  | CA
12397 | Metropolitan Water District of S CA | 60255 | Weymouth Solar Plant | CA | Los Angeles | 2 | OP | Solar Photovoltaic | PV | Electric Utility | 1 | 1 | 1 | 1 | 6 | 2016 |  | Y | [8 empty] | 90 |  | 1.1 | Y | [5 empty] | N |  | N |  | CA
61060 | Cypress Creek Renewables | 60257 | Stainback Solar Farm | NC | Vance | INV1 | OP | Solar Photovoltaic | PV | IPP Non-CHP | 2 | 5 | 5 | 5 | 9 | 2016 |  |  |  | Y | [6 empty] | 180 | 20 | 5 | Y | [5 empty] | N |  | N |  | NC
60046 | TPE Alta Luna, LLC | 60258 | Alta Luna | NM | Luna | ALPV1 | OP | Solar Photovoltaic | PV | IPP Non-CHP | 2 | 28.1 | 28.1 | 28.1 | 1 | 2017 |  | Y | [8 empty] | 90 |  | 33.8 | Y | [5 empty] | N |  | N |  | NM
57170 | EDF Renewable Asset Holdings, Inc. | 60261 | Playa Solar 2 | NV | Clark | GEN1 | OP | Solar Photovoltaic | PV | IPP Non-CHP | 2 | 100 | 100 | 100 | 8 | 2017 |  | Y | [8 empty] | 0 | 0 | 136.9 |  | Y |  |  |  |  | N |  | N |  | NV
56990 | NJR Clean Energy Ventures Corporation | 60265 | Junction Road | NJ | Hunterdon | JUNCT | OP | Solar Photovoltaic | PV | IPP Non-CHP | 2 | 4.4 | 4.7 | 4.7 | 5 | 2016 |  |  |  | Y | [6 empty] | 180 | 20 | 5.4 | Y | [5 empty] | N |  | N |  | NJ
56990 | NJR Clean Energy Ventures Corporation | 60266 | Cedar Branch | NJ | Atlantic | CEDAR | OP | Solar Photovoltaic | PV | IPP Non-CHP | 2 | 5.9 | 6.2 | 6.2 | 10 | 2016 |  | Y | [8 empty] | 180 | 20 | 7.1 | Y | [5 empty] | N |  | N |  | NJ
56990 | NJR Clean Energy Ventures Corporation | 60267 | Sharon Station | NJ | Monmouth | SHRN1 | OP | Solar Photovoltaic | PV | IPP Non-CHP | 2 | 2.7 | 2.8 | 2.8 | 5 | 2016 |  |  |  | Y | [6 empty] | 180 | 25 | 3.3 | Y | [5 empty] | N |  | N |  | NJ
56769 | Consolidated Edison Development Inc. | 60274 | CED Westfield Solar, LLC | MA | Hampden | WFMA | OP | Solar Photovoltaic | PV | IPP Non-CHP | 2 | 2 | 2 | 2 | 8 | 2016 |  |  |  | Y | [6 empty] | 180 | 25 | 2.6 | Y | [5 empty] | N |  | N |  | MA
60067 | Westside Assets LLC | 60275 | Westside Solar Power PV1 | CA | Kings | WSPV1 | OP | Solar Photovoltaic | PV | IPP Non-CHP | 2 | 2 | 2 | 2 | 5 | 2016 |  | Y | [8 empty] | 180 | 0 | 2.5 | Y | [5 empty] | N |  | N |  | CA
60059 | ZGlobal Inc | 60277 | Castor Solar | CA | Kern | CASTR | OP | Solar Photovoltaic | PV | IPP Non-CHP | 2 | 1.5 | 1.5 | 1.5 | 4 | 2016 |  |  |  | Y | [6 empty] | 180 | 25 | 1.9 | Y | [5 empty] | N |  | N |  | CA
58661 | Sustainable Power Group, LLC | 60278 | Southbridge Solar | MA | Worcester | SBRDG | OP | Solar Photovoltaic | PV | Commercial Non-CHP | 4 | 1.9 | 1.9 | 1.9 | 3 | 2016 |  |  |  | Y | [6 empty] | 180 | 25 | 2.6 | Y | [5 empty] | Y | 2.6 | N |  | MA
58661 | Sustainable Power Group, LLC | 60279 | Antelope Big Sky Ranch | CA | Los Angeles | ABSR | OP | Solar Photovoltaic | PV | IPP Non-CHP | 2 | 20 | 20 | 20 | 8 | 2016 |  | Y | [8 empty] | 90 |  | 26 | Y | [5 empty] | N |  | N |  | CA
58661 | Sustainable Power Group, LLC | 60280 | Summer Solar LLC | CA | Los Angeles | SUMSL | OP | Solar Photovoltaic | PV | IPP Non-CHP | 2 | 20 | 20 | 20 | 7 | 2016 |  | Y | [8 empty] | 90 |  | 25 | Y | [5 empty] | N |  | N |  | CA
58661 | Sustainable Power Group, LLC | 60281 | Central Antelope Dry Ranch B LLC | CA | Los Angeles | CADRB | OP | Solar Photovoltaic | PV | IPP Non-CHP | 2 | 3 | 3 | 3 | 9 | 2017 |  | Y | [8 empty] | 90 |  | 3 | Y | [5 empty] | N |  | N |  | CA
60060 | SR Mavericks, LLC | 60283 | SR Mavericks | CO | Weld | MVRKS | OP | Solar Photovoltaic | PV | IPP Non-CHP | 2 | 7.8 | 7.8 | 7.8 | 12 | 2016 |  | Y | [8 empty] | 180 | 45 | 8.5 |  | Y |  |  |  |  | N |  | N |  | CO
60068 | Red Horse III | 60285 | Red Horse III | AZ | Cochise | RH3 | OP | Solar Photovoltaic | PV | IPP Non-CHP | 2 | 30 | 30 | 30 | 7 | 2016 |  | Y | [8 empty] | 90 |  | 37.7 | Y | [5 empty] | N |  | N |  | AZ
61060 | Cypress Creek Renewables | 60288 | Ajax Solar | NC | Robeson | PV1 | OP | Solar Photovoltaic | PV | IPP Non-CHP | 2 | 5 | 4.9 | 4.9 | 9 | 2017 |  |  |  | Y | [6 empty] | 180 | 20 | 6 | Y | [5 empty] | N |  | N |  | NC
60073 | St. Matthews Solar, LLC | 60293 | St. Matthews Solar | SC | Calhoun | PV1 | OP | Solar Photovoltaic | PV | IPP Non-CHP | 2 | 10.2 | 10.2 | 10.2 | 8 | 2017 |  | Y | [8 empty] | 90 |  | 14.8 | Y | [5 empty] | N |  | N |  | SC
5701 | El Paso Electric Co | 60300 | Montana Solar Facility | TX | El Paso | IMPV1 | OP | Solar Photovoltaic | PV | Electric Utility | 1 | 3 | 3 | 3 | 5 | 2017 |  | Y | [8 empty] | 90 |  | 3.8 |  | Y |  |  |  |  | N |  | N |  | TX
60099 | MS Solar 3, LLC | 60303 | Sumrall II Solar Farm | MS | Lamar | SUM2 | OP | Solar Photovoltaic | PV | IPP Non-CHP | 2 | 52 | 52 | 52 | 12 | 2017 |  | Y | [8 empty] | 0 | 60 | 69.8 | Y | [5 empty] | N |  | N |  | MS
60097 | San Isabel Solar, LLC | 60304 | San Isabel Solar, LLC | CO | Las Animas | SISPV | OP | Solar Photovoltaic | PV | IPP Non-CHP | 2 | 30 | 30 | 30 | 12 | 2016 |  | Y | [8 empty] | 90 |  | 37.9 | Y | [5 empty] | N |  | N |  | CO
60098 | MS Solar 2, LLC | 60306 | Sumrall I Solar Farm | MS | Lamar | SUM1 | OP | Solar Photovoltaic | PV | IPP Non-CHP | 2 | 52 | 52 | 57.2 | 6 | 2017 |  | Y | [8 empty] | 90 |  | 74.1 | Y | [5 empty] | N |  | N |  | MS
60106 | Mesquite Solar 2, LLC | 60307 | Mesquite Solar 2, LLC | AZ | Maricopa | 1 | OP | Solar Photovoltaic | PV | IPP Non-CHP | 2 | 100 | 100 | 100 | 12 | 2016 |  | Y | [8 empty] | 90 | 52 | 136.5 | Y | [5 empty] | N |  | N |  | AZ
60107 | Mesquite Solar 3, LLC | 60308 | Mesquite Solar 3, LLC | AZ | Maricopa | 1 | OP | Solar Photovoltaic | PV | IPP Non-CHP | 2 | 150 | 150 | 150 | 12 | 2016 |  | Y | [8 empty] | 90 | 52 | 210 | Y | [5 empty] | N |  | N |  | AZ
60412 | Portal Ridge Solar, LLC | 60310 | Portal Ridge Solar B, LLC | CA | Los Angeles | GEN01 | OP | Solar Photovoltaic | PV | IPP Non-CHP | 2 | 20 | 20 | 20 | 2 | 2017 |  | Y | [8 empty] | 90 |  | 25 | Y | [5 empty] | N |  | N |  | CA
60412 | Portal Ridge Solar, LLC | 60311 | Portal Ridge Solar C, LLC | CA | Los Angeles | GEN01 | OP | Solar Photovoltaic | PV | IPP Non-CHP | 2 | 11.4 | 11.4 | 11.4 | 2 | 2017 |  | Y | [8 empty] | 90 |  | 13.8 | Y | [5 empty] | N |  | N |  | CA
60104 | Howell Midland Farm, LLC | 60312 | Howell Midland Farm, LLC | NC | Cabarrus | 1 | OP | Solar Photovoltaic | PV | IPP Non-CHP | 2 | 4.9 | 4.9 | 4.9 | 12 | 2015 |  |  |  | Y | [6 empty] | 180 | 20 | 6.4 | Y | [5 empty] | N |  | N |  | NC
60110 | Augustus Farm, LLC | 60313 | Augustus Farm, LLC | NC | Pitt | 1 | OP | Solar Photovoltaic | PV | IPP Non-CHP | 2 | 4.9 | 4.9 | 4.9 | 12 | 2015 |  |  |  | Y | [6 empty] | 190 | 20 | 6.8 |  | Y |  |  |  |  | N |  | N |  | NCDOM
19876 | Virginia Electric & Power Co | 60316 | Scott Solar Farm | VA | Powhatan | 1 | OP | Solar Photovoltaic | PV | Electric Utility | 1 | 17 | 6.8 |  | 12 | 2016 |  | Y | [8 empty] | 180 |  | 22.9 | Y | [5 empty] | N |  | N |  | VA
19876 | Virginia Electric & Power Co | 60318 | Woodland Solar Farm | VA | Isle of Wight | 1 | OP | Solar Photovoltaic | PV | Electric Utility | 1 | 19 | 7.6 |  | 12 | 2016 |  | Y | [8 empty] | 180 |  | 25.1 | Y | [5 empty] | N |  | N |  | VA
19876 | Virginia Electric & Power Co | 60319 | Whitehouse Solar Farm | VA | Louisa | 1 | OP | Solar Photovoltaic | PV | Electric Utility | 1 | 20 | 8 |  | 12 | 2016 |  | Y | [8 empty] | 180 |  | 26.8 | Y | [5 empty] | N |  | N |  | VA
60970 | SunShare Management | 60320 | Jeffco CSG, LLC | CO | Jefferson | SSCO1 | OP | Solar Photovoltaic | PV | IPP Non-CHP | 2 | 1.2 | 1.2 | 1.2 | 5 | 2016 |  | Y | [8 empty] | 0 | 52 | 1.5 | Y | [5 empty] | N |  | Y | 1.5 | CO
56990 | NJR Clean Energy Ventures Corporation | 60327 | East Amwell | NJ | Hunterdon | AMWEL | OP | Solar Photovoltaic | PV | IPP Non-CHP | 2 | 1.8 | 1.9 | 1.9 | 5 | 2016 |  |  |  | Y | [6 empty] | 180 | 25 | 2.2 | Y | [5 empty] | N |  | N |  | NJ
58695 | Coronal Development Services | 60330 | Grove Solar Center, LLC | OR | Malheur | GSC1 | OP | Solar Photovoltaic | PV | IPP Non-CHP | 2 | 6 | 6 | 6 | 9 | 2016 |  | Y | [8 empty] | 0 | 0 | 7.8 | Y | [5 empty] | N |  | N |  | OR
61060 | Cypress Creek Renewables | 60331 | Hyline Solar Center, LLC | OR | Malheur | HSC1 | OP | Solar Photovoltaic | PV | IPP Non-CHP | 2 | 9 | 9 | 9 | 10 | 2016 |  | Y | [8 empty] | 180 | 0 | 11.7 | Y | [5 empty] | N |  | N |  | OR
58695 | Coronal Development Services | 60332 | Open Range Solar Center, LLC | OR | Malheur | ORSC1 | OP | Solar Photovoltaic | PV | IPP Non-CHP | 2 | 10 | 10 | 10 | 9 | 2016 |  | Y | [8 empty] | 0 | 0 | 13 | Y | [5 empty] | N |  | N |  | OR
61060 | Cypress Creek Renewables | 60333 | Railroad Solar Center, LLC | OR | Malheur | RSC1 | OP | Solar Photovoltaic | PV | IPP Non-CHP | 2 | 4.5 | 4.5 | 4.5 | 11 | 2016 |  | Y | [8 empty] | 180 | 0 | 5.8 | Y | [5 empty] | N |  | N |  | OR
61060 | Cypress Creek Renewables | 60334 | Thunderegg Solar Center, LLC | OR | Malheur | TSC1 | OP | Solar Photovoltaic | PV | IPP Non-CHP | 2 | 10 | 10 | 10 | 11 | 2016 |  | Y | [8 empty] | 180 | 0 | 13 | Y | [5 empty] | N |  | N |  | OR
61060 | Cypress Creek Renewables | 60335 | Vale Air Solar Center, LLC | OR | Malheur | VASC1 | OP | Solar Photovoltaic | PV | IPP Non-CHP | 2 | 10 | 10 | 10 | 11 | 2016 |  | Y | [8 empty] | 180 | 0 | 13 | Y | [5 empty] | N |  | N |  | OR
60125 | Providence Solar Center, LLC | 60337 | Providence Solar | TN | Madison | PROV | OP | Solar Photovoltaic | PV | IPP Non-CHP | 2 | 16 | 16 | 16 | 10 | 2017 |  | Y | [8 empty] | 180 | 45 | 20 |  | Y |  |  |  |  | N |  | N |  | TN
60127 | SSA Solar of NM 3, LLC | 60341 | Wal-Mart Truth or Consequences PV | NM | Sierra | WMTOC | OP | Solar Photovoltaic | PV | IPP Non-CHP | 2 | 1 | 1 | 1 | 9 | 2015 |  |  |  | Y | [6 empty] | 180 | 10 | 1.1 | Y | [5 empty] | N |  | N |  | NM
58135 | Ecos Energy LLC | 60344 | Sudbury Solar | VT | Rutland | SUD | OP | Solar Photovoltaic | PV | IPP Non-CHP | 2 | 2 | 2 | 2 | 5 | 2016 |  |  |  | Y | [6 empty] | 180 | 30 | 2.8 | Y | [5 empty] | N |  | N |  | VT
5109 | DTE Electric Company | 60346 | Demille Solar Farm | MI | Lapeer | 1 | OP | Solar Photovoltaic | PV | Electric Utility | 1 | 28.4 | 28.4 | 28.4 | 5 | 2017 |  |  |  | Y | [6 empty] | 180 | 30 | 28.4 | Y | [5 empty] | N |  | N |  | MI
5109 | DTE Electric Company | 60347 | Turrill Solar Farm | MI | Lapeer | 1 | OP | Solar Photovoltaic | PV | Electric Utility | 1 | 19.6 | 19.6 | 19.6 | 5 | 2017 |  |  |  | Y | [6 empty] | 180 | 30 | 19.6 | Y | [5 empty] | N |  | N |  | MI
5109 | DTE Electric Company | 60348 | O'Shea Solar Farm | MI | Wayne | 1 | OP | Solar Photovoltaic | PV | Electric Utility | 1 | 2 | 2 | 2 | 7 | 2017 |  |  |  | Y | [6 empty] | 180 | 30 | 2 | Y | [5 empty] | N |  | N |  | MI
60145 | NRG Solar Las Vegas MB 2 | 60350 | NRG Solar Las Vegas MB 2, LLC | NV | Clark | LVMB2 | OP | Solar Photovoltaic | PV | IPP Non-CHP | 2 | 1.9 | 1.5 | 1.5 | 7 | 2016 |  |  |  | Y | [6 empty] | 180 | 26 | 1.9 | Y | [5 empty] | N |  | N |  | NV
60143 | Bison Solar LLC | 60351 | Bison Solar LLC | CO | Larimer | BSPV1 | OP | Solar Photovoltaic | PV | IPP Non-CHP | 2 | 30 | 30 | 30 | 10 | 2016 |  | Y | [8 empty] | 90 |  | 36.3 | Y | [5 empty] | N |  | N |  | CO
17650 | Southern Power Co | 60352 | Boulder Solar Power, LLC | NV | Clark | BSP | OP | Solar Photovoltaic | PV | IPP Non-CHP | 2 | 100 | 100 | 100 | 12 | 2016 |  | Y | [8 empty] | 90 |  | 124.9 | Y | [5 empty] | N |  | N |  | NV
60150 | SunE DB42, LLC | 60353 | Cecil County CCVT HS | MD | Cecil | CCVT | OP | Solar Photovoltaic | PV | IPP Non-CHP | 2 | 2 | 2 | 2 | 12 | 2015 |  |  |  | Y | [6 empty] | 180 | 20 | 2.6 | Y | [5 empty] | N |  | N |  | MD
61060 | Cypress Creek Renewables | 60361 | Wortham Solar Farm | NC | Vance | INV1 | OP | Solar Photovoltaic | PV | IPP Non-CHP | 2 | 5 | 5 | 5 | 9 | 2016 |  |  |  | Y | [6 empty] | 180 | 20 | 5 | Y | [5 empty] | N |  | N |  | NC
61060 | Cypress Creek Renewables | 60363 | White Farm Solar, LLC | NC | Northampton | WFSPV | OP | Solar Photovoltaic | PV | IPP Non-CHP | 2 | 5.2 | 5.2 | 5.2 | 8 | 2016 |  |  |  | Y | [6 empty] | 180 | 20 | 5.2 | Y | [5 empty] | N |  | N |  | NCDOM
60163 | Soltage LLC | 60365 | Vulcraft Solar | NY | Chemung | VULC | OP | Solar Photovoltaic | PV | IPP Non-CHP | 2 | 1.6 | 1.6 | 1.6 | 11 | 2013 |  |  |  | Y | [6 empty] | 145 | 2 | 2.2 | Y | [5 empty] | N |  | N |  | NY
61060 | Cypress Creek Renewables | 60367 | Snow Camp Solar, LLC | NC | Alamance | SCSPV | OP | Solar Photovoltaic | PV | IPP Non-CHP | 2 | 5.2 | 5.2 | 5.2 | 3 | 2016 |  |  |  | Y | [6 empty] | 180 | 20 | 5.2 | Y | [5 empty] | N |  | N |  | NC
61060 | Cypress Creek Renewables | 60369 | Battleboro Farm | NC | Nash | BFPV | OP | Solar Photovoltaic | PV | IPP Non-CHP | 2 | 5.2 | 5.2 | 5.2 | 5 | 2016 |  |  |  | Y | [6 empty] | 180 | 20 | 6.8 |  |  |  | Y |  |  | N |  | N |  | NC
61060 | Cypress Creek Renewables | 60370 | Flint Hill Solar, LLC | NC | Moore | FHSPV | OP | Solar Photovoltaic | PV | IPP Non-CHP | 2 | 5.2 | 5.2 | 5.2 | 9 | 2016 |  |  |  | Y | [6 empty] | 180 | 20 | 5.2 | Y | [5 empty] | N |  | N |  | NC
18454 | Tampa Electric Co | 60371 | Legoland Solar | FL | Polk | 1 | OP | Solar Photovoltaic | PV | Electric Utility | 1 | 1.5 | 1.4 | 1.4 | 12 | 2016 |  |  |  | Y | [6 empty] | 90 | 10 | 1.8 | Y | [5 empty] | N |  | N |  | FL
17650 | Southern Power Co | 60372 | Lamesa Solar | TX | Dawson | LSPV1 | OP | Solar Photovoltaic | PV | IPP Non-CHP | 2 | 100 | 100 | 100 | 4 | 2017 |  | Y | [8 empty] | 77 |  | 130.5 | Y | [5 empty] | N |  | N |  | TX
60164 | ILR Landfill | 60375 | ILR Landfill | NJ | Middlesex | ILR1 | OP | Solar Photovoltaic | PV | IPP Non-CHP | 2 | 7.7 | 7.7 | 7.7 | 12 | 2016 |  |  |  | Y | [6 empty] | 180 | 10 | 7.7 | Y | [5 empty] | N |  | N |  | NJ
57044 | Constellation Solar New Jersey, LLC | 60378 | NHA at Mansfield NJ | NJ | Warren | PV1 | OP | Solar Photovoltaic | PV | IPP Non-CHP | 2 | 5 | 5 | 5 | 7 | 2016 |  |  |  | Y | [6 empty] | 180 | 25 | 6 | Y | [5 empty] | Y | 5.9 | N |  | NJ
61060 | Cypress Creek Renewables | 60380 | Shoe Creek Solar, LLC | NC | Scotland | SCSPV | OP | Solar Photovoltaic | PV | IPP Non-CHP | 2 | 65 | 65 | 65 | 12 | 2017 |  |  |  | Y | [6 empty] | 180 | 20 | 92 | Y | [5 empty] | N |  | N |  | NC
60177 | Solar Star Arizona XIII, LLC | 60381 | Sulphur Springs | AZ | Cochise | SSSP | OP | Solar Photovoltaic | PV | IPP Non-CHP | 2 | 20 | 20 | 20 | 12 | 2016 |  | Y | [8 empty] | 0 | 0 | 23 | Y | [5 empty] | N |  | N |  | AZ
5416 | Duke Energy Carolinas, LLC | 60383 | Monroe Solar Facility | NC | Union | MONPV | OP | Solar Photovoltaic | PV | Electric Utility | 1 | 60 | 60 | 60 | 3 | 2017 |  |  |  | Y | [6 empty] | 180 | 20 | 74.6 |  | Y |  |  |  |  | N |  | N |  | NC
60183 | SolNCPower10, LLC | 60384 | Hertford Solar Farm | NC | Perquimans | HERT | OP | Solar Photovoltaic | PV | IPP Non-CHP | 2 | 5 | 5 | 5 | 1 | 2016 |  |  |  | Y | [6 empty] | 180 | 25 | 7 | Y | [5 empty] | N |  | N |  | NCDOM
17650 | Southern Power Co | 60386 | RE Garland A | CA | Kern | PV1 | OP | Solar Photovoltaic | PV | IPP Non-CHP | 2 | 20 | 20 | 20 | 9 | 2016 |  | Y | [8 empty] | 90 |  | 20.4 | Y | [5 empty] | N |  | N |  | CA
60191 | RE Barren Ridge 1, LLC | 60389 | RE Barren Ridge 1 | CA | Kern | REBR1 | OP | Solar Photovoltaic | PV | IPP Non-CHP | 2 | 60 | 60 | 60 | 8 | 2016 |  | Y | [8 empty] | 0 | 0 | 78 | Y | [5 empty] | N |  | N |  | CA
60189 | SJA Solar, LLC | 60391 | SJA Solar LLC-Solterra Monastery | MA | Worcester | SJAPV | OP | Solar Photovoltaic | PV | IPP Non-CHP | 2 | 20.1 | 20.1 | 20.1 | 12 | 2016 |  |  |  | Y | [6 empty] | 180 | 20 | 20.1 | Y | [5 empty] | N |  | Y | 20.1 | MA
60190 | MC1 Solar Farm, LLC | 60395 | MC1 Solar | NC | Martin | MC1PV | OP | Solar Photovoltaic | PV | IPP Non-CHP | 2 | 5 | 5 | 5 | 8 | 2016 |  |  |  | Y | [5 empty] | Y | 0 | 0 | 5 | Y | [5 empty] | N |  | N |  | NCDOM
60197 | St. Pauls Solar 1, LLC | 60396 | St. Pauls Solar 1, LLC | NC | Robeson | FLS1 | OP | Solar Photovoltaic | PV | IPP Non-CHP | 2 | 4.9 | 4.9 | 4.9 | 4 | 2017 |  |  |  | Y | [6 empty] | 180 | 20 | 6.7 | Y | [5 empty] | N |  | N |  | NC
60198 | Kennedy Solar, LLC | 60397 | Kennedy Solar, LLC | NC | Duplin | FLS1 | OP | Solar Photovoltaic | PV | IPP Non-CHP | 2 | 4.9 | 4.9 | 4.9 | 4 | 2017 |  |  |  | Y | [6 empty] | 180 | 20 | 6.6 | Y | [5 empty] | N |  | N |  | NC
60199 | Innovative Solar 65, LLC | 60398 | Innovative Solar 65 | NC | Scotland | FLS1 | OP | Solar Photovoltaic | PV | IPP Non-CHP | 2 | 4.9 | 4.9 | 4.9 | 11 | 2016 |  |  |  | Y | [6 empty] | 180 | 20 | 6.7 | Y | [5 empty] | N |  | N |  | NC
60200 | Lincoln Solar, LLC | 60399 | Lincoln Solar, LLC (NC) | NC | Rutherford | FLS1 | OP | Solar Photovoltaic | PV | IPP Non-CHP | 2 | 4.9 | 4.9 | 4.9 | 12 | 2016 |  |  |  | Y | [6 empty] | 180 | 20 | 6.4 | Y | [5 empty] | N |  | N |  | NC
60201 | Exum Farm Solar, LLC | 60400 | Exum Farm Solar, LLC | NC | Lenoir | FLS1 | OP | Solar Photovoltaic | PV | IPP Non-CHP | 2 | 4.9 | 4.9 | 4.9 | 12 | 2016 |  |  |  | Y | [6 empty] | 180 | 20 | 6.4 | Y | [5 empty] | N |  | N |  | NC
61060 | Cypress Creek Renewables | 60401 | Bizzell Church Solar 1, LLC | NC | Johnston | BCSPV | OP | Solar Photovoltaic | PV | IPP Non-CHP | 2 | 5.2 | 5.2 | 5.2 | 12 | 2015 |  |  |  | Y | [6 empty] | 180 | 20 | 6.9 | Y | [5 empty] | N |  | N |  | NC
61060 | Cypress Creek Renewables | 60402 | CB Bladen Solar, LLC | NC | Bladen | CBPV | OP | Solar Photovoltaic | PV | IPP Non-CHP | 2 | 5.2 | 5.2 | 5.2 | 7 | 2016 |  |  |  | Y | [6 empty] | 180 | 20 | 5.2 | Y | [5 empty] | N |  | N |  | NC
61060 | Cypress Creek Renewables | 60403 | Currin Solar, LLC | NC | Granville | CSPV | OP | Solar Photovoltaic | PV | IPP Non-CHP | 2 | 5.2 | 5.2 | 5.2 | 12 | 2015 |  |  |  | Y | [6 empty] | 180 | 20 | 6.4 | Y | [5 empty] | N |  | N |  | NC
60208 | Chaves Solar LLC | 60405 | Chaves Solar, LLC | NM | Chaves | CSPV | OP | Solar Photovoltaic | PV | IPP Non-CHP | 2 | 70 | 70 | 70 | 10 | 2016 |  | Y | [8 empty] | 180 | 60 | 95.9 | Y | [5 empty] | N |  | N |  | NM
60209 | Roswell Solar, LLC | 60406 | Roswell Solar, LLC | NM | Chaves | RSPV | OP | Solar Photovoltaic | PV | IPP Non-CHP | 2 | 70 | 70 | 70 | 8 | 2016 |  | Y | [8 empty] | 180 | 60 | 95.6 | Y | [5 empty] | N |  | N |  | NM
61060 | Cypress Creek Renewables | 60408 | Nash 97 Solar, LLC | NC | Nash | 97PV | OP | Solar Photovoltaic | PV | IPP Non-CHP | 2 | 5.2 | 5.2 | 5.2 | 4 | 2016 |  |  |  | Y | [6 empty] | 180 | 20 | 5.2 | Y | [5 empty] | N |  | N |  | NC
61060 | Cypress Creek Renewables | 60409 | South Winston Farm, LLC | NC | Forsyth | SWFPV | OP | Solar Photovoltaic | PV | IPP Non-CHP | 2 | 5.2 | 5.2 | 5.2 | 1 | 2016 |  |  |  | Y | [6 empty] | 180 | 20 | 5.2 | Y | [5 empty] | N |  | N |  | NC
61060 | Cypress Creek Renewables | 60410 | Sullivan Solar, LLC | IN | Sullivan | SULPV | OP | Solar Photovoltaic | PV | IPP Non-CHP | 2 | 5.2 | 5.2 | 5.2 | 9 | 2016 |  |  |  | Y | [6 empty] | 180 | 20 | 5.2 |  |  | Y |  |  |  | N |  | N |  | IN
60163 | Soltage LLC | 60411 | Coventry Photovoltaic, LLC | VT | Orleans | COVEN | OP | Solar Photovoltaic | PV | IPP Non-CHP | 2 | 2.2 | 2.2 | 2.2 | 8 | 2014 |  |  |  | Y | [6 empty] | 180 | 25 | 2.7 | Y | [5 empty] | N |  | N |  | VT
58135 | Ecos Energy LLC | 60412 | Munro Valley Solar | CA | Inyo | MUN | OP | Solar Photovoltaic | PV | IPP Non-CHP | 2 | 4 | 4 | 4 | 10 | 2016 |  |  |  | Y | [6 empty] | 180 | 25 | 6.8 | Y | [5 empty] | N |  | N |  | CA
57369 | Apple, Inc | 60413 | Bonnybrooke PV | AZ | Pinal | AZPV1 | OP | Solar Photovoltaic | PV | IPP Non-CHP | 2 | 50 | 50 | 41 | 11 | 2016 |  | Y | [8 empty] | 90 |  | 62.6 | Y | [5 empty] | N |  | N |  | AZ
61060 | Cypress Creek Renewables | 60415 | Hardison Farm Solar, LLC | NC | Martin | HFSPV | OP | Solar Photovoltaic | PV | IPP Non-CHP | 2 | 5.2 | 5.2 | 5.2 | 9 | 2016 |  | Y |  | N | [6 empty] | 180 | 20 | 5.2 | Y | [5 empty] | N |  | N |  | NCDOM
61060 | Cypress Creek Renewables | 60416 | Maxton Solar, LLC | NC | Robeson | MSPV | OP | Solar Photovoltaic | PV | IPP Non-CHP | 2 | 4.9 | 4.9 | 4.9 | 9 | 2016 |  |  |  | Y | [6 empty] | 180 | 20 | 4.9 | Y | [5 empty] | N |  | N |  | NC
61060 | Cypress Creek Renewables | 60417 | Modlin Solar Farm | NC | Martin | MSFPV | OP | Solar Photovoltaic | PV | IPP Non-CHP | 2 | 4.9 | 4.9 | 4.9 | 8 | 2016 |  |  |  | Y | [6 empty] | 180 | 20 | 4.9 | Y | [5 empty] | N |  | N |  | NCDOM
19876 | Virginia Electric & Power Co | 60422 | Morgan's Corner | NC | Pasquotank | 1 | OP | Solar Photovoltaic | PV | Electric Utility | 1 | 20 | 8 |  | 12 | 2015 |  |  |  | Y | [6 empty] | 180 | 20 | 25 | Y | [5 empty] | N |  | N |  | NCDOM
58519 | Clean Energy Collective LLC | 60423 | Fairhaven C | MA | Bristol | FCPV | OP | Solar Photovoltaic | PV | IPP Non-CHP | 2 | 1.6 | 1.6 | 1.6 | 5 | 2017 |  |  |  | Y | [6 empty] | 180 | 25 | 2.4 | Y | [5 empty] | N |  | Y | 2.4 | MA
58519 | Clean Energy Collective LLC | 60424 | West Bridgewater AB CSG | MA | Plymouth | WBAB | OP | Solar Photovoltaic | PV | IPP Non-CHP | 2 | 1.7 | 1.7 | 1.7 | 6 | 2017 |  |  |  | Y | [6 empty] | 180 | 25 | 2.2 | Y | [5 empty] | N |  | Y | 2.2 | MA
57081 | WGL Energy Systems, Inc | 60425 | Skidmore College | NY | Saratoga | SO049 | OP | Solar Photovoltaic | PV | IPP Non-CHP | 2 | 2 | 2 | 2 | 7 | 2014 |  |  |  | Y | [6 empty] | 180 | 25 | 2 | Y | [5 empty] | Y | 2 | N |  | NY
60206 | Solar Star California XL, LLC | 60426 | RCWD PV Project | CA | Riverside | RCWD | OP | Solar Photovoltaic | PV | IPP Non-CHP | 2 | 5 | 1.9 | 1.3 | 6 | 2016 |  | Y | [8 empty] | 0 | 0 | 5 | Y | [5 empty] | N |  | N |  | CA
60228 | CoServ Electric | 60427 | CoServ Solar Station | TX | Denton | CSS1 | OP | Solar Photovoltaic | PV | IPP Non-CHP | 2 | 2 | 2 | 2 | 6 | 2015 |  |  |  | Y | [6 empty] | 180 | 25 | 2.6 | Y |  |  |  |  | N | N |  | Y | 1.1 | TX
58540 | California PV Energy LLC | 60428 | CA Dept of Public Health at Richmond | CA | Contra Costa | PV1 | OP | Solar Photovoltaic | PV | IPP Non-CHP | 2 | 2.2 | 2.2 | 2.2 | 1 | 2017 |  |  |  | Y | [6 empty] | 179 | 12 | 2.7 | Y | [5 empty] | Y | 2.7 | N |  | CA
60231 | SEC LHNY Solar One, LLC | 60431 | Tompkins Cortland Community College | NY | Tompkins | TC3 | OP | Solar Photovoltaic | PV | IPP Non-CHP | 2 | 2 | 2 | 2 | 5 | 2015 |  |  |  | Y | [6 empty] | 180 | 25 | 2.6 | Y | [5 empty] | Y | 2.6 | N |  | NY
60245 | Three Peaks Power LLC | 60432 | Three Peaks Power | UT | Iron | TPP | OP | Solar Photovoltaic | PV | IPP Non-CHP | 2 | 80 | 80 | 80 | 12 | 2016 |  | Y | [8 empty] | 180 |  | 80 | Y | [5 empty] | N |  | N |  | UT
15470 | Duke Energy Indiana, LLC | 60435 | Crane Solar Facility | IN | Martin | XXXXX | OP | Solar Photovoltaic | PV | Electric Utility | 1 | 17 | 17 | 17 | 1 | 2017 |  |  |  | Y | [6 empty] | 180 | 25 | 24.3 | Y | [5 empty] | N |  | N |  | IN
17650 | Southern Power Co | 60436 | East Pecos Solar | TX | Pecos | 1 | OP | Solar Photovoltaic | PV | IPP Non-CHP | 2 | 118.5 | 118.5 | 118.5 | 4 | 2017 |  | Y | [8 empty] | 90 |  | 142.8 |  | Y |  |  |  |  | N |  | N |  | TX
56990 | NJR Clean Energy Ventures Corporation | 60437 | Bernards Solar | NJ | Somerset | BERNS | OP | Solar Photovoltaic | PV | IPP Non-CHP | 2 | 3.7 | 2.6 | 2.6 | 9 | 2016 |  |  |  | Y | [6 empty] | 180 | 20 | 3.7 | Y | [5 empty] | N |  | N |  | NJ
60237 | Whitakers Farm, LLC | 60438 | Whitakers Farm (Fisher Rd) | NC | Nash | 1 | OP | Solar Photovoltaic | PV | IPP Non-CHP | 2 | 3.4 | 3.4 | 3.4 | 7 | 2016 |  |  |  | Y | [6 empty] | 180 | 20 | 4.5 |  | Y |  |  |  |  | N |  | N |  | NC
58519 | Clean Energy Collective LLC | 60442 | Carver MA 1 | MA | Plymouth | CMA1 | OP | Solar Photovoltaic | PV | IPP Non-CHP | 2 | 2 | 2 | 2 | 9 | 2016 |  |  |  | Y | [6 empty] | 180 | 20 | 2.7 | Y | [5 empty] | N |  | Y | 2.7 | MA
58519 | Clean Energy Collective LLC | 60443 | Wareham MA 1 | MA | Plymouth | WMA1 | OP | Solar Photovoltaic | PV | IPP Non-CHP | 2 | 2 | 2 | 2 | 9 | 2016 |  |  |  | Y | [6 empty] | 180 | 25 | 2.7 | Y | [5 empty] | N |  | Y | 2.7 | MA
61060 | Cypress Creek Renewables | 60445 | ID Solar | ID | Ada | INV1 | OP | Solar Photovoltaic | PV | IPP Non-CHP | 2 | 40 | 40 | 40 | 8 | 2016 |  | Y | [8 empty] | 180 | 20 | 40 | Y | [5 empty] | N |  | N |  | ID
57081 | WGL Energy Systems, Inc | 60446 | E&B Resources | CA | Kern | PVEB | OP | Solar Photovoltaic | PV | IPP Non-CHP | 2 | 1 | 1 | 1 | 12 | 2013 |  | Y | [8 empty] | 0 | 0 | 1.1 | Y | [5 empty] | Y | 1.1 | N |  | CA
57081 | WGL Energy Systems, Inc | 60447 | Presbyterian Senior Living Service | MD | Baltimore | PSLS | OP | Solar Photovoltaic | PV | IPP Non-CHP | 2 | 1.2 | 1.2 | 1.2 | 9 | 2013 |  | Y | [8 empty] | 180 | 20 | 1.2 | Y | [5 empty] | Y | 1.2 | N |  | MD
57081 | WGL Energy Systems, Inc | 60448 | Valdosta | GA | Lowndes | VALD | OP | Solar Photovoltaic | PV | IPP Non-CHP | 2 | 1 | 1 | 1 | 10 | 2013 |  |  |  | Y | [6 empty] | 180 | 25 | 1.3 | Y | [5 empty] | Y | 1.3 | N |  | GA
60238 | Pavant Solar II LLC | 60449 | Pavant Solar II LLC | UT | Millard | PSII | OP | Solar Photovoltaic | PV | IPP Non-CHP | 2 | 50 | 50 | 50 | 11 | 2016 |  | Y | [8 empty] | 90 |  | 62.7 | Y | [5 empty] | N |  | N |  | UT
57081 | WGL Energy Systems, Inc | 60450 | Corcoran | CA | Kings | PVCR | OP | Solar Photovoltaic | PV | IPP Non-CHP | 2 | 1.1 | 1.1 | 1.1 | 1 | 2014 |  |  |  | Y | [6 empty] | 180 | 30 | 1.3 | Y | [5 empty] | Y | 1.3 | N |  | CA
57081 | WGL Energy Systems, Inc | 60451 | Brookside | RI | Providence | PVBR | OP | Solar Photovoltaic | PV | IPP Non-CHP | 2 | 1 | 1 | 1 | 11 | 2015 |  |  |  | Y | [6 empty] | 180 | 30 | 1.2 | Y | [5 empty] | Y | 1.2 | N |  | RI
57081 | WGL Energy Systems, Inc | 60452 | Calverton | NY | Suffolk | CALV | OP | Solar Photovoltaic | PV | IPP Non-CHP | 2 | 3.9 | 3.9 | 3.9 | 10 | 2015 |  |  |  | Y | [6 empty] | 174 | 20 | 3.9 | Y | [5 empty] | Y | 3.9 | N |  | NY
57081 | WGL Energy Systems, Inc | 60453 | Cummins, Inc | NY | Chautauqua | CUMM | OP | Solar Photovoltaic | PV | IPP Non-CHP | 2 | 2 | 2 | 2 | 6 | 2015 |  |  |  | Y | [6 empty] | 135 | 10 | 2 | Y | [5 empty] | Y | 2 | N |  | NY
57081 | WGL Energy Systems, Inc | 60454 | Houghton | NY | Allegany | HOUGH | OP | Solar Photovoltaic | PV | IPP Non-CHP | 2 | 2.6 | 2.6 | 2.6 | 4 | 2015 |  |  |  | Y | [6 empty] | 180 | 25 | 2.6 | Y | [5 empty] | Y | 2.6 | N |  | NY
60239 | Oneida DG Solar, LLC | 60455 | Oneida - South | NY | Oneida | ONS | OP | Solar Photovoltaic | PV | IPP Non-CHP | 2 | 1.9 | 1.9 | 1.9 | 12 | 2015 |  |  |  | Y | [6 empty] | 180 | 25 | 2.6 | Y | [5 empty] | Y | 2.6 | N |  | NY
60239 | Oneida DG Solar, LLC | 60456 | Oneida - West | NY | Oneida | ONW | OP | Solar Photovoltaic | PV | IPP Non-CHP | 2 | 1.9 | 1.9 | 1.9 | 12 | 2015 |  |  |  | Y | [6 empty] | 180 | 25 | 2.6 | Y | [5 empty] | Y | 2.6 | N |  | NY
60240 | SEC CRSD Solar One, LLC | 60458 | Hardwick-Athol & Eagle Hill | MA | Worcester | HAEH | OP | Solar Photovoltaic | PV | IPP Non-CHP | 2 | 2.8 | 2.8 | 2.8 | 7 | 2015 |  |  |  | Y | [6 empty] | 180 | 25 | 3.4 | Y | [5 empty] | Y | 3.4 | N |  | MA
60947 | Tesla Inc. | 60461 | The Clorox Company | MD | Harford | PV1 | OP | Solar Photovoltaic | PV | IPP Non-CHP | 2 | 1.6 | 1.6 | 1.6 | 8 | 2016 |  |  |  | Y | [6 empty] | 180 | 8 | 2.2 | Y | [5 empty] | Y | 2.2 | N |  | MD
60947 | Tesla Inc. | 60462 | Onondaga County- Clearwater | NY | Oswego | PV1 | OP | Solar Photovoltaic | PV | IPP Non-CHP | 2 | 2 | 2 | 2 | 7 | 2017 |  |  |  | Y | [6 empty] | 180 | 25 | 2.5 | Y | [5 empty] | Y | 2.5 | N |  | NY
60947 | Tesla Inc. | 60465 | Chesapeake College | MD | Queen Annes | PV1 | OP | Solar Photovoltaic | PV | IPP Non-CHP | 2 | 1.5 | 1.5 | 1.5 | 7 | 2016 |  |  |  | Y | [6 empty] | 180 | 30 | 2.1 | Y | [5 empty] | Y | 2.1 | N |  | MD
803 | Arizona Public Service Co | 60467 | Red Rock | AZ | Maricopa | PV1 | OP | Solar Photovoltaic | PV | Electric Utility | 1 | 40 | 40 | 40 | 2 | 2017 |  | Y | [8 empty] | 0 | 0 | 57.7 | Y | [5 empty] | N |  | N |  | AZ
61060 | Cypress Creek Renewables | 60469 | Solar Glynn | GA | Glynn | INV1 | OP | Solar Photovoltaic | PV | IPP Non-CHP | 2 | 18 | 18 | 18 | 12 | 2016 |  |  |  | Y | [6 empty] | 180 | 20 | 18 | Y | [5 empty] | N |  | N |  | GA
58519 | Clean Energy Collective LLC | 60472 | CPS 1 | TX | Bexar | CPS1 | OP | Solar Photovoltaic | PV | IPP Non-CHP | 2 | 1 | 1 | 1 | 8 | 2016 |  | Y | [7 empty] | N | 180 |  | 1.1 |  | Y |  |  |  |  | N |  | Y | 1.1 | TX
58519 | Clean Energy Collective LLC | 60473 | Westport MA 1 | MA | Bristol | WPMA1 | OP | Solar Photovoltaic | PV | IPP Non-CHP | 2 | 1.3 | 1.3 | 1.3 | 9 | 2016 |  |  |  | Y | [6 empty] | 180 | 20 | 1.8 | Y | [5 empty] | N |  | Y | 1.8 | MA
58661 | Sustainable Power Group, LLC | 60474 | Bayshore Solar B, LLC | CA | Los Angeles | BSHRB | OP | Solar Photovoltaic | PV | IPP Non-CHP | 2 | 20 | 20 | 20 | 12 | 2017 |  | Y | [8 empty] | 90 |  | 20 | Y | [5 empty] | N |  | N |  | CA
58661 | Sustainable Power Group, LLC | 60475 | Bayshore Solar C, LLC | CA | Los Angeles | BSHRC | OP | Solar Photovoltaic | PV | IPP Non-CHP | 2 | 20 | 20 | 20 | 12 | 2017 |  | Y | [8 empty] | 90 |  | 80 | Y | [5 empty] | N |  | N |  | CA
58519 | Clean Energy Collective LLC | 60476 | Westport MA 2 | MA | Bristol | WPMA2 | OP | Solar Photovoltaic | PV | IPP Non-CHP | 2 | 1.2 | 1.2 | 1.2 | 9 | 2016 |  |  |  | Y | [6 empty] | 180 | 20 | 1.6 | Y | [5 empty] | N |  | Y | 1.6 | MA
60250 | DG Bethlehem Solar, LLC | 60477 | Bethlehem - East | NY | Albany | BE | OP | Solar Photovoltaic | PV | IPP Non-CHP | 2 | 1.7 | 1.7 | 1.7 | 3 | 2016 |  | N |  | Y | [6 empty] | 180 | 25 | 2.4 | Y | [5 empty] | Y | 2.4 | N |  | NY
60250 | DG Bethlehem Solar, LLC | 60478 | Bethlehem - West | NY | Albany | BW | OP | Solar Photovoltaic | PV | IPP Non-CHP | 2 | 1 | 1 | 1 | 3 | 2016 |  |  |  | Y | [6 empty] | 180 | 25 | 1.2 | Y | [5 empty] | Y | 1.2 | N |  | NY
61060 | Cypress Creek Renewables | 60480 | Germantown Solar, LLC | NC | Forsyth | PV1 | OP | Solar Photovoltaic | PV | IPP Non-CHP | 2 | 2.1 | 2.1 | 2.1 | 12 | 2015 |  |  |  | Y | [6 empty] | 180 | 20 | 2.1 | Y |  |  |  |  | N | N |  | N |  | NC
58661 | Sustainable Power Group, LLC | 60481 | Bayshore Solar A, LLC | CA | Los Angeles | BSHRA | OP | Solar Photovoltaic | PV | IPP Non-CHP | 2 | 20 | 20 | 20 | 12 | 2017 |  | Y | [8 empty] | 90 |  | 20 | Y | [5 empty] | N |  | N |  | CA
60234 | Williamston West Farm, LLC | 60484 | Williamston West Farm, LLC | NC | Martin | 1 | OP | Solar Photovoltaic | PV | IPP Non-CHP | 2 | 4.9 | 4.9 | 4.9 | 7 | 2016 |  |  |  | Y | [6 empty] | 178 | 20 | 4.9 | Y | [5 empty] | N |  | N |  | NCDOM
60271 | Longboat Solar, LLC | 60485 | Longboat Solar, LLC | CA | San Bernardino | PV1 | OP | Solar Photovoltaic | PV | IPP Non-CHP | 2 | 20 | 20 | 20 | 12 | 2016 |  | Y | [8 empty] | 180 |  | 26 | Y | [5 empty] | N |  | N |  | CA
60280 | River Road Solar, LLC | 60487 | River Road Solar, LLC | NC | Hertford | PV1 | OP | Solar Photovoltaic | PV | IPP Non-CHP | 2 | 5 | 5 | 5 | 8 | 2016 |  | Y | [8 empty] | 180 |  | 7 | Y | [5 empty] | N |  | N |  | NCDOM
60267 | Hartz Solar Hamilton LLC | 60489 | Hamilton Solar-Crosswicks | NJ | Mercer | PV1 | OP | Solar Photovoltaic | PV | IPP Non-CHP | 2 | 3.5 | 3.5 | 3.5 | 12 | 2011 |  |  |  | Y | [6 empty] | 180 | 22 | 4 | Y | [5 empty] | N |  | N |  | NJ
60267 | Hartz Solar Hamilton LLC | 60489 | Hamilton Solar-Crosswicks | NJ | Mercer | PV2 | OP | Solar Photovoltaic | PV | IPP Non-CHP | 2 | 4 | 4 | 4 | 12 | 2011 |  |  |  | Y | [6 empty] | 180 | 22 | 4.6 | Y | [5 empty] | N |  | N |  | NJ
60277 | 54 KR 8me LLC | 60490 | Redwood 4 Solar Farm | CA | Kern | RW4SF | OP | Solar Photovoltaic | PV | IPP Non-CHP | 2 | 20 | 20 | 20 | 12 | 2017 |  | Y | [8 empty] | 0 | 0 | 26.5 | Y | [5 empty] | N |  | N |  | CA
60281 | Altus Power America Management, LLC | 60492 | Rail Trail | MA | Berkshire | PV1 | OP | Solar Photovoltaic | PV | IPP Non-CHP | 2 | 2 | 2 | 2 | 5 | 2016 |  |  |  | Y | [6 empty] | 180 | 25 | 2.8 | Y | [5 empty] | N |  | Y | 2.8 | MA
60281 | Altus Power America Management, LLC | 60493 | Rising Paper | MA | Berkshire | 1 | OP | Solar Photovoltaic | PV | IPP Non-CHP | 2 | 2.5 | 2.5 | 2.5 | 5 | 2016 |  |  |  | Y | [6 empty] | 180 | 15 | 3.3 | Y | [5 empty] | N |  | Y | 3.3 | MA
60281 | Altus Power America Management, LLC | 60494 | Hampden | MA | Hampden | 1 | OP | Solar Photovoltaic | PV | IPP Non-CHP | 2 | 3.2 | 3.2 | 3.2 | 7 | 2015 |  |  |  | Y | [6 empty] | 180 | 20 | 4.3 | Y | [5 empty] | N |  | Y | 4.3 | MA
60281 | Altus Power America Management, LLC | 60495 | Little Bay | RI | Providence | 1 | OP | Solar Photovoltaic | PV | IPP Non-CHP | 2 | 1.3 | 1.3 | 1.3 | 3 | 2014 |  |  |  | Y | [6 empty] | 180 | 14 | 1.5 | Y | [5 empty] | N |  | N |  | RI
60281 | Altus Power America Management, LLC | 60496 | MEBA | MD | Talbot | 1 | OP | Solar Photovoltaic | PV | IPP Non-CHP | 2 | 1.5 | 1.5 | 1.5 | 11 | 2014 |  |  |  | Y | [6 empty] | 180 | 20 | 2 | Y | [5 empty] | Y | 2 | N |  | MD
60263 | SR Skylark B, LLC | 60497 | SR Skylark B | CO | Weld | SKY B | OP | Solar Photovoltaic | PV | IPP Non-CHP | 2 | 2 | 2 | 2 | 9 | 2016 |  | Y | [8 empty] | 180 | 45 | 2.7 |  | Y |  |  |  |  | N |  | N |  | CO
60281 | Altus Power America Management, LLC | 60498 | Shirley Water | MA | Middlesex | 1 | OP | Solar Photovoltaic | PV | IPP Non-CHP | 2 | 2 | 2 | 2 | 8 | 2016 |  |  |  | Y | [6 empty] | 180 | 15 | 2.6 | Y | [5 empty] | N |  | Y | 2.6 | MA
60268 | Hartz Solar LLC | 60499 | Jefferson Avenue | NJ | Hudson | 1 | OP | Solar Photovoltaic | PV | Commercial Non-CHP | 4 | 1.7 | 1.7 | 1.1 | 12 | 2009 |  |  |  | Y | [6 empty] | 202 | 5 | 2 | Y | [5 empty] | Y | 2 | N |  | NJ
60268 | Hartz Solar LLC | 60500 | Westside Avenue | NJ | Hudson | 1 | OP | Solar Photovoltaic | PV | Commercial Non-CHP | 4 | 1 | 0.9 | 0.6 | 3 | 2011 |  |  |  | Y | [6 empty] | 170 | 10 | 1.1 | Y | [5 empty] | Y | 1.1 | N |  | NJ
60268 | Hartz Solar LLC | 60501 | Hartz Way | NJ | Hudson | 1 | OP | Solar Photovoltaic | PV | Commercial Non-CHP | 4 | 1 | 0.9 | 0.6 | 12 | 2010 |  |  |  | Y | [6 empty] | 202 | 10 | 1.1 | Y | [5 empty] | Y | 1.1 | N |  | NJ
59462 | Heelstone Energy Holdings, LLC | 60509 | Valley Center | CA | San Diego | PV1 | OP | Solar Photovoltaic | PV | IPP Non-CHP | 2 | 3 | 2.3 | 2.3 | 12 | 2016 |  | Y | [8 empty] | 0 | 0 | 3 | Y | [5 empty] | N |  | N |  | CA
60293 | DG Colorado Solar, LLC | 60511 | Clear Spring Ranch PV Project | CO | El Paso | PV1 | OP | Solar Photovoltaic | PV | IPP Non-CHP | 2 | 10 | 10 | 10 | 10 | 2016 |  | Y | [8 empty] | 180 | 0 | 13.9 | Y | [5 empty] | N |  | N |  | CO
57081 | WGL Energy Systems, Inc | 60514 | Seminole | GA | Seminole | PV1 | OP | Solar Photovoltaic | PV | IPP Non-CHP | 2 | 1.6 | 1.6 | 1.6 | 10 | 2014 |  | Y | [8 empty] | 180 | 30 | 2 | Y | [5 empty] | Y | 2 | N |  | GA
59462 | Heelstone Energy Holdings, LLC | 60516 | Granger | CA | San Diego | PV1 | OP | Solar Photovoltaic | PV | IPP Non-CHP | 2 | 3 | 3 | 3 | 9 | 2016 |  | Y | [8 empty] | 0 | 0 | 3.9 | Y | [5 empty] | N |  | N |  | CA
7601 | Green Mountain Power Corp | 60518 | Stafford Hill Solar | VT | Rutland | PV1 | OP | Solar Photovoltaic | PV | Electric Utility | 1 | 2 | 2 | 2 | 3 | 2015 |  |  |  | Y | [6 empty] | 180 | 25 | 2 | Y | [5 empty] | N |  | N |  | VT
59380 | Enel Green Power NA, Inc. | 60519 | Albany Solar | MN | Stearns | PV1 | OP | Solar Photovoltaic | PV | IPP Non-CHP | 2 | 10 | 10 | 10 | 12 | 2016 |  | Y | [8 empty] | 90 |  | 15.2 | Y | [5 empty] | N |  | N |  | MN
59380 | Enel Green Power NA, Inc. | 60520 | Annandale Solar | MN | Wright | PV1 | OP | Solar Photovoltaic | PV | IPP Non-CHP | 2 | 6 | 6 | 6 | 12 | 2016 |  | Y | [8 empty] | 90 |  | 9.1 | Y | [5 empty] | N |  | N |  | MN
59380 | Enel Green Power NA, Inc. | 60521 | Atwater Solar | MN | Kandiyohi | PV1 | OP | Solar Photovoltaic | PV | IPP Non-CHP | 2 | 4 | 4 | 4 | 12 | 2016 |  | Y | [8 empty] | 90 |  | 5.9 | Y | [5 empty] | N |  | N |  | MN
59380 | Enel Green Power NA, Inc. | 60522 | Chisago Solar | MN | Chisago | PV1 | OP | Solar Photovoltaic | PV | IPP Non-CHP | 2 | 6.5 | 6.5 | 6.5 | 12 | 2016 |  | Y |  | N | [6 empty] | 90 |  | 9.6 | Y | [5 empty] | N |  | N |  | MN
59380 | Enel Green Power NA, Inc. | 60523 | Dodge Center Solar | MN | Dodge | PV1 | OP | Solar Photovoltaic | PV | IPP Non-CHP | 2 | 6.5 | 6.5 | 6.5 | 12 | 2016 | N | Y | [8 empty] | 90 |  | 9.9 | Y | [5 empty] | N |  | N |  | MN
59380 | Enel Green Power NA, Inc. | 60524 | Eastwood Solar | MN | Blue Earth | PV1 | OP | Solar Photovoltaic | PV | IPP Non-CHP | 2 | 5.5 | 5.5 | 5.5 | 12 | 2016 |  | Y | [8 empty] | 90 |  | 8.2 | Y | [5 empty] | N |  | N |  | MN
59380 | Enel Green Power NA, Inc. | 60525 | Hastings Solar | MN | Dakota | PV1 | OP | Solar Photovoltaic | PV | IPP Non-CHP | 2 | 4.5 | 4.5 | 4.5 | 12 | 2016 |  | Y | [8 empty] | 90 |  | 6.8 | Y | [5 empty] | N |  | N |  | MN
59380 | Enel Green Power NA, Inc. | 60526 | Lake Emily Solar | MN | Nicollet | PV1 | OP | Solar Photovoltaic | PV | IPP Non-CHP | 2 | 4.5 | 4.5 | 4.5 | 12 | 2016 |  | Y | [8 empty] | 90 |  | 6.6 | Y | [5 empty] | N |  | N |  | MN
59380 | Enel Green Power NA, Inc. | 60527 | Lake Pulaski Solar | MN | Wright | PV1 | OP | Solar Photovoltaic | PV | IPP Non-CHP | 2 | 7.5 | 7.5 | 7.5 | 12 | 2016 |  | Y | [8 empty] | 90 |  | 10.9 | Y | [5 empty] | N |  | N |  | MN
59380 | Enel Green Power NA, Inc. | 60528 | Lawrence Creek Solar | MN | Chisago | PV1 | OP | Solar Photovoltaic | PV | IPP Non-CHP | 2 | 3.5 | 3.5 | 3.5 | 12 | 2016 |  | Y | [8 empty] | 90 |  | 5.3 | Y | [5 empty] | N |  | N |  | MN
59380 | Enel Green Power NA, Inc. | 60529 | Montrose Solar | MN | Wright | PV1 | OP | Solar Photovoltaic | PV | IPP Non-CHP | 2 | 3.5 | 3.5 | 3.5 | 12 | 2016 |  | Y | [8 empty] | 90 |  | 5 | Y | [5 empty] | N |  | N |  | MN
59380 | Enel Green Power NA, Inc. | 60530 | Paynesville Solar | MN | Stearns | PV1 | OP | Solar Photovoltaic | PV | IPP Non-CHP | 2 | 10 | 10 | 10 | 12 | 2016 |  | Y | [8 empty] | 90 |  | 15.2 | Y | [5 empty] | N |  | N |  | MN
59380 | Enel Green Power NA, Inc. | 60531 | Pine Island Solar | MN | Goodhue | PV1 | OP | Solar Photovoltaic | PV | IPP Non-CHP | 2 | 4 | 4 | 4 | 12 | 2016 |  | Y | [8 empty] | 90 |  | 6.5 | Y | [5 empty] | N |  | N |  | MN
59380 | Enel Green Power NA, Inc. | 60532 | Waseca Solar | MN | Waseca | PV1 | OP | Solar Photovoltaic | PV | IPP Non-CHP | 2 | 10 | 10 | 10 | 12 | 2016 |  | Y | [8 empty] | 90 |  | 15.9 | Y | [5 empty] | N |  | N |  | MN
59380 | Enel Green Power NA, Inc. | 60533 | West Faribault Solar | MN | Rice | PV1 | OP | Solar Photovoltaic | PV | IPP Non-CHP | 2 | 5.5 | 5.5 | 5.5 | 12 | 2016 |  | Y | [8 empty] | 90 |  | 7.9 | Y | [5 empty] | N |  | N |  | MN
59380 | Enel Green Power NA, Inc. | 60534 | West Waconia Solar | MN | Carver | PV1 | OP | Solar Photovoltaic | PV | IPP Non-CHP | 2 | 8.5 | 8.5 | 8.5 | 12 | 2016 |  | Y | [8 empty] | 90 |  | 12.2 | Y | [5 empty] | N |  | N |  | MN
61060 | Cypress Creek Renewables | 60535 | Saluda Solar, LLC | SC | Saluda | PV1 | OP | Solar Photovoltaic | PV | IPP Non-CHP | 2 | 6.8 | 6.8 | 6.8 | 12 | 2016 |  |  |  | Y | [6 empty] | 180 | 20 | 6.8 | Y | [5 empty] | N |  | N |  | SC
60297 | Limerick Road Solar, LLC | 60537 | Limerick Road Solar Farm | VT | Chittenden | 8027 | OP | Solar Photovoltaic | PV | IPP Non-CHP | 2 | 2.2 | 2.2 | 2.2 | 12 | 2013 |  |  |  | Y | [6 empty] | 194 | 30 | 3 | Y | [5 empty] | N |  | N |  | VT
60298 | Langdon Solar Farm, LLC | 60538 | Langdon Solar Farm, LLC | NC | Johnston | 1 | OP | Solar Photovoltaic | PV | IPP Non-CHP | 2 | 5 | 5 | 5 | 12 | 2015 |  |  |  | Y | [6 empty] | 180 | 20 | 6.5 | Y | [5 empty] | N |  | N |  | NC
60303 | Innovative Solar 42, LLC | 60539 | Innovative Solar 42 | NC | Bladen | IS042 | OP | Solar Photovoltaic | PV | IPP Non-CHP | 2 | 71 | 71 | 71 | 9 | 2017 |  | Y | [8 empty] | 0 | 0 | 92 | Y | [5 empty] | X |  | N |  | NC
60304 | Innovative Solar 31, LLC | 60540 | Innovative Solar 31 | NC | Bladen | IS031 | OP | Solar Photovoltaic | PV | IPP Non-CHP | 2 | 35 | 35 | 35 | 1 | 2017 |  | Y | [8 empty] | 0 | 0 | 42.3 | Y | [5 empty] | N |  | N |  | NC
60301 | 158th Fighter Wing | 60542 | 158th Fighter Wing Solar Farm | VT | Chittenden | 900 | OP | Solar Photovoltaic | PV | IPP Non-CHP | 2 | 1.3 | 1.3 | 1.3 | 9 | 2011 |  | N | Y | Y | [6 empty] | 170 | 30 | 1.5 | Y | [5 empty] | Y | 1.5 | N |  | VT
7140 | Georgia Power Co | 60544 | Tri-County Solar Facility | GA | Putnam | PV1 | OP | Solar Photovoltaic | PV | Electric Utility | 1 | 1 | 1 | 1 | 6 | 2016 |  |  |  | Y | [6 empty] | 180 | 22 | 1.4 | Y | N |  |  |  |  | N |  | N |  | GA
60947 | Tesla Inc. | 60546 | KIUC Kapaia PV and BA Storage Project | HI | Kauai | PV1 | OP | Solar Photovoltaic | PV | IPP Non-CHP | 2 | 15 | 15 | 15 | 5 | 2017 |  |  |  | Y | [6 empty] | 180 | 15 | 17 | Y | [5 empty] | Y | 17 | N |  | HI
7601 | Green Mountain Power Corp | 60547 | GMP Solar - Richmond | VT | Chittenden | PV1 | OP | Solar Photovoltaic | PV | Electric Utility | 1 | 1.9 | 1.9 | 1.9 | 10 | 2016 |  |  |  | Y | [6 empty] | 180 | 20 | 2 | Y | [5 empty] | N |  | N |  | VT
61060 | Cypress Creek Renewables | 60548 | NorWest Energy 2, LLC | OR | Deschutes | PV1 | OP | Solar Photovoltaic | PV | IPP Non-CHP | 2 | 9.9 | 9.9 | 9.9 | 12 | 2016 |  | Y | [8 empty] | 180 | 20 | 9.9 | Y | [5 empty] | N |  | N |  | OR
61119 | SRE Utility Solar 1, LLC | 60549 | ZV Solar 3, LLC | NC | Robeson | ZV3 | OP | Solar Photovoltaic | PV | IPP Non-CHP | 2 | 5 | 4.9 | 4.9 | 3 | 2016 |  |  |  | Y | [6 empty] | 180 | 20 | 6.9 | Y | [5 empty] | N |  | N |  | NC
60326 | Hattiesburg Farm, LLC | 60552 | Hattiesburg Solar Farm | MS | Forrest | HATTI | OP | Solar Photovoltaic | PV | IPP Non-CHP | 2 | 50 | 50 | 50 | 10 | 2017 |  |  |  | Y | [6 empty] | 180 | 20 | 67.5 | Y | [5 empty] | N |  | N |  | MS
60327 | Southerland Farm Solar, LLC | 60553 | Southerland Farm Solar | NC | Vance | 1 | OP | Solar Photovoltaic | PV | IPP Non-CHP | 2 | 5 | 5 | 5 | 11 | 2016 |  |  |  | Y | [6 empty] | 180 | 20 | 6.8 | Y | [5 empty] | N |  | N |  | NC
60330 | SR South Loving, LLC | 60554 | Hazlehurst II | GA | Jeff Davis | STHLV | OP | Solar Photovoltaic | PV | IPP Non-CHP | 2 | 52.5 | 52.5 | 52.5 | 12 | 2016 |  | Y | [8 empty] | 180 | 45 | 71.3 |  | Y |  |  |  |  | N |  | N |  | GA
60331 | Selmer North Solar I, LLC | 60555 | Selmer I | TN | McNairy | SELMI | OP | Solar Photovoltaic | PV | IPP Non-CHP | 2 | 16 | 16 | 16 | 12 | 2016 |  | Y | [8 empty] | 180 | 45 | 19.9 |  | Y |  |  |  |  | N |  | N |  | TN
60332 | Selmer North Solar II, LLC | 60556 | Selmer II | TN | McNairy | SELM2 | OP | Solar Photovoltaic | PV | IPP Non-CHP | 2 | 8 | 8 | 8 | 12 | 2016 |  | Y | [8 empty] | 180 | 45 | 10 |  | Y |  |  |  |  | N |  | N |  | TN
60307 | NRG Solar Blythe II LLC | 60558 | Solar Blythe 2 | CA | Riverside | PV1 | OP | Solar Photovoltaic | PV | IPP Non-CHP | 2 | 20 | 20 | 20 | 4 | 2017 |  | Y |  | N | [8 empty] | 20 | Y | [5 empty] | X |  | X |  | CA
7601 | Green Mountain Power Corp | 60562 | GMP Solar - Panton | VT | Addison | GMPSP | OP | Solar Photovoltaic | PV | Electric Utility | 1 | 4.9 | 4.9 | 4.9 | 12 | 2016 |  | Y | [8 empty] | 180 | 0 | 4.9 | Y | [5 empty] | N |  | N |  | VT
60338 | HQC Rock River Solar Power Generation Station LLC | 60573 | HQC Rock River Solar Power Gen Station | WI | Rock | PV1 | OP | Solar Photovoltaic | PV | IPP Non-CHP | 2 | 2.1 | 2.1 | 2.1 | 7 | 2016 |  | Y | [8 empty] | 90 |  | 2.2 | Y | [5 empty] | N |  | N |  | WI
60341 | Wadesboro Farm 2, LLC | 60575 | Wadesboro Farm 2 | NC | Anson | 1 | OP | Solar Photovoltaic | PV | IPP Non-CHP | 2 | 5 | 5 | 5 | 6 | 2016 |  |  |  | Y | [6 empty] | 180 | 20 | 6.5 |  | Y |  |  |  |  | N |  | N |  | NC
60342 | Wadesboro Farm 3, LLC | 60576 | Wadesboro Farm 3 | NC | Anson | 1 | OP | Solar Photovoltaic | PV | IPP Non-CHP | 2 | 5 | 5 | 5 | 4 | 2016 |  |  |  | Y | [6 empty] | 190 | 20 | 6.5 |  | Y |  |  |  |  | N |  | N |  | NC
60343 | Hector Farm, LLC | 60577 | Hector Farm | NC | Montgomery | 1 | OP | Solar Photovoltaic | PV | IPP Non-CHP | 2 | 5 | 5 | 5 | 3 | 2017 |  |  |  | Y | [6 empty] | 180 | 20 | 6.6 | Y | [5 empty] | N |  | N |  | NC
60344 | Kojak Farm, LLC | 60578 | Kojak Farm | NC | Nash | 1 | OP | Solar Photovoltaic | PV | IPP Non-CHP | 2 | 5 | 5 | 5 | 6 | 2016 |  |  |  | Y | [6 empty] | 182 | 20 | 6.5 | Y | [5 empty] | N |  | N |  | NC
60345 | Meriwether Farm, LLC | 60579 | Meriwether Farm | NC | Granville | 1 | OP | Solar Photovoltaic | PV | IPP Non-CHP | 2 | 5 | 5 | 5 | 9 | 2016 |  |  |  | Y | [6 empty] | 183 | 20 | 6.7 | Y | [5 empty] | N |  | N |  | NC
60346 | Soluga Farms III, LLC | 60580 | Soluga Farms III | NC | Cumberland | 1 | OP | Solar Photovoltaic | PV | IPP Non-CHP | 2 | 5 | 5 | 5 | 11 | 2015 |  |  |  | Y | [6 empty] | 180 | 20 | 6.5 |  | Y |  |  |  |  | N |  | N |  | NC
56769 | Consolidated Edison Development Inc. | 60581 | Upton County Solar | TX | Upton | UCTX | OP | Solar Photovoltaic | PV | IPP Non-CHP | 2 | 150 | 150 | 150 | 12 | 2017 |  | Y | [8 empty] | 90 |  | 213 | Y | [5 empty] | N |  | N |  | TX
60348 | FL Solar 1, LLC | 60582 | CoTAL Solar Farm | FL | Leon | PV1 | OP | Solar Photovoltaic | PV | IPP Non-CHP | 2 | 20 | 20 | 20 | 12 | 2017 |  |  |  | Y | [6 empty] | 180 | 30 | 28 |  | Y |  |  |  |  | N |  | N |  | FL
60347 | AL Solar A, LLC | 60583 | LaFayette Solar Farm | AL | Chambers | PV1 | OP | Solar Photovoltaic | PV | IPP Non-CHP | 2 | 79.2 | 79.2 | 79.2 | 12 | 2017 |  | Y | [8 empty] | 180 |  | 116.9 | Y | [5 empty] | N |  | N |  | AL
19876 | Virginia Electric & Power Co | 60584 | Oceana Solar | VA | Virginia Beach City | 01 | OP | Solar Photovoltaic | PV | Electric Utility | 1 | 17.6 | 7 |  | 12 | 2017 |  | Y | [8 empty] | -8 |  | 21.1 |  | Y |  |  |  |  | N |  | N |  | VA
20065 | Walton Electric Member Corp | 60585 | Mount Vernon Solar | GA | Walton | MV01 | OP | Solar Photovoltaic | PV | Electric Utility | 1 | 1 | 1 | 0.8 | 7 | 2015 |  |  |  | Y | [6 empty] | 180 | 20 | 1.3 | Y | [5 empty] | N |  | N |  | GA
20065 | Walton Electric Member Corp | 60586 | Pleasant Valley Solar | GA | Walton | PV01 | OP | Solar Photovoltaic | PV | Electric Utility | 1 | 2.5 | 2.5 | 2 | 4 | 2016 |  |  |  | Y | [6 empty] | 180 | 20 | 3.3 | Y | [5 empty] | N |  | N |  | GA
60352 | Golden Fields Solar I, LLC | 60590 | Golden Fields Solar I, LLC | CA | Kern | RS1 | OP | Solar Photovoltaic | PV | IPP Non-CHP | 2 | 54 | 54 | 54 | 12 | 2016 |  | Y | [8 empty] | 0 | 0 | 67.4 | Y | [5 empty] | N |  | N |  | CA
60353 | Solar Star California, XLI, LLC | 60591 | Solar Star California, XLI, LLC | CA | Kern | RS1 | OP | Solar Photovoltaic | PV | IPP Non-CHP | 2 | 54 | 54 | 54 | 12 | 2016 |  | Y | [8 empty] | 0 | 0 | 67.4 | Y | [5 empty] | N |  | N |  | CA
60163 | Soltage LLC | 60597 | Wayne Solar III LLC | NC | Wayne | WYN3 | OP | Solar Photovoltaic | PV | IPP Non-CHP | 2 | 5 | 5 | 5 | 7 | 2014 |  |  |  | Y | [6 empty] | 180 | 25 | 6.5 | Y | [5 empty] | N |  | N |  | NC
60163 | Soltage LLC | 60598 | Wayne Solar II LLC | NC | Wayne | WYN2 | OP | Solar Photovoltaic | PV | IPP Non-CHP | 2 | 5 | 5 | 5 | 7 | 2014 |  |  |  | Y | [6 empty] | 180 | 25 | 6.5 | Y | [5 empty] | N |  | N |  | NC
60163 | Soltage LLC | 60599 | Duplin Solar I LLC (160 Houston Lane) | NC | Duplin | DPLN | OP | Solar Photovoltaic | PV | IPP Non-CHP | 2 | 5 | 5 | 5 | 7 | 2014 |  |  |  | Y | [6 empty] | 191 | 25 | 6.5 | Y | [5 empty] | N |  | N |  | NC
61060 | Cypress Creek Renewables | 60600 | Old Pageland Monroe Road Solar Farm | NC | Union | PV1 | OP | Solar Photovoltaic | PV | IPP Non-CHP | 2 | 5.3 | 5.3 | 5.3 | 11 | 2015 |  |  |  | Y | [6 empty] | 180 | 20 | 5.3 | Y | [5 empty] | N |  | N |  | NC
60163 | Soltage LLC | 60602 | Wayne Solar I LLC | NC | Wayne | WYN1 | OP | Solar Photovoltaic | PV | IPP Non-CHP | 2 | 5 | 5 | 5 | 7 | 2014 |  |  |  | Y | [6 empty] | 180 | 25 | 6.5 | Y | [5 empty] | N |  | N |  | NC
19728 | UNS Electric, Inc | 60603 | Jacobson 5 MW Solar | AZ | Mohave | PV1 | OP | Solar Photovoltaic | PV | Electric Utility | 1 | 4.4 | 4.4 | 4.4 | 3 | 2017 |  |  |  | Y | [6 empty] | 180 | 25 | 5 | Y | [5 empty] | N |  | N |  | AZ
60947 | Tesla Inc. | 60604 | Wye Mills VNEM | MD | Queen Annes | PV1 | OP | Solar Photovoltaic | PV | IPP Non-CHP | 2 | 10 | 10 | 10 | 8 | 2016 |  |  |  | Y | [6 empty] | 180 | 20 | 13.7 | Y | [5 empty] | N |  | Y | 13.7 | MD
60947 | Tesla Inc. | 60605 | CMEEC - Rogers Rd Solar | CT | New London | PV1 | OP | Solar Photovoltaic | PV | IPP Non-CHP | 2 | 1.5 | 1.5 | 1.5 | 2 | 2017 |  |  |  | Y | [6 empty] | 180 | 25 | 1.5 | Y | [5 empty] | Y | 1.5 | N |  | CT
60947 | Tesla Inc. | 60607 | CMEEC - Polaris Park Solar | CT | New London | PV1 | OP | Solar Photovoltaic | PV | IPP Non-CHP | 2 | 3.5 | 3.5 | 3.5 | 8 | 2017 |  |  |  | Y | [6 empty] | 180 | 25 | 4.8 | Y | [5 empty] | Y | 4.8 | N |  | CT
60947 | Tesla Inc. | 60608 | CMEEC - Navy NE Trident | CT | New London | PV1 | OP | Solar Photovoltaic | PV | IPP Non-CHP | 2 | 1 | 1 | 1 | 6 | 2017 |  |  |  | Y | [6 empty] | 180 | 20 | 1.4 | Y | [5 empty] | Y | 1.4 | N |  | CT
60947 | Tesla Inc. | 60609 | CMEEC - Norwich Stott St Solar | CT | New London | PV1 | OP | Solar Photovoltaic | PV | IPP Non-CHP | 2 | 3.5 | 3.5 | 3.5 | 12 | 2016 |  |  |  | Y | [6 empty] | 180 | 15 | 4.8 | Y | [5 empty] | Y | 4.8 | N |  | CT
60359 | Summit Farms LLC | 60611 | Summit Farms Solar | NC | Currituck | PV1 | OP | Solar Photovoltaic | PV | IPP Non-CHP | 2 | 60 | 60 | 60 | 12 | 2016 |  | Y | [8 empty] | 90 | 0 | 84.2 | Y | [5 empty] | N |  | N |  | NCDOM
60163 | Soltage LLC | 60612 | Morin Solar 2013 LLC | MA | Worcester | MORIN | OP | Solar Photovoltaic | PV | IPP Non-CHP | 2 | 4 | 4 | 4 | 12 | 2013 |  |  |  | Y | [6 empty] | 180 | 25 | 5.6 | Y |  |  |  |  | N | N |  | Y | 5.6 | MA
60163 | Soltage LLC | 60613 | Brookfield Solar 2013 LLC | MA | Worcester | NBKFD | OP | Solar Photovoltaic | PV | IPP Non-CHP | 2 | 2 | 2 | 2 | 12 | 2013 |  |  |  | Y | [6 empty] | 180 | 25 | 2.5 | Y |  |  |  |  | N | N |  | Y | 2.5 | MA
60163 | Soltage LLC | 60614 | WYM 1250 Palmer LLC | MA | Hampden | PALMR | OP | Solar Photovoltaic | PV | IPP Non-CHP | 2 | 1 | 1 | 1 | 9 | 2013 |  |  |  | Y | [6 empty] | 180 | 25 | 1.2 | Y |  |  |  |  | N | N |  | Y | 1.2 | MA
60163 | Soltage LLC | 60615 | Southern Sky Renew Energy Berkley LLC | MA | Bristol | BRKLY | OP | Solar Photovoltaic | PV | IPP Non-CHP | 2 | 3 | 3 | 3 | 6 | 2014 |  |  |  | Y | [6 empty] | 180 | 30 | 3.6 | Y | [5 empty] | N |  | N |  | MA
60358 | BC Solar | 60616 | BC Solar | OR | Lake | BCSLR | OP | Solar Photovoltaic | PV | IPP Non-CHP | 2 | 8 | 8 | 8 | 11 | 2016 |  | Y | [8 empty] | 90 |  | 10.5 | Y | [5 empty] | N |  | N |  | OR
60369 | City of Worcester DPW | 60621 | Worcester Landfill | MA | Worcester | WL | OP | Solar Photovoltaic | PV | IPP Non-CHP | 2 | 6.5 | 6.5 | 6.5 | 5 | 2017 |  |  |  | Y | [6 empty] | 180 | 25 | 8.2 | Y | [5 empty] | N |  | Y | 8.2 | MA
60370 | DG AMP Solar, LLC | 60622 | DG AMP Solar Bowling Green | OH | Wood | AMPBG | OP | Solar Photovoltaic | PV | IPP Non-CHP | 2 | 20 | 20 | 20 | 1 | 2017 |  | Y | [8 empty] | 180 |  | 28.5 | Y | [5 empty] | N |  | N |  | OH
60365 | NRG Renew Canal 1 LLC | 60625 | NRG Renew Canal 1 CSG LLC | MA | Barnstable | CANAL | OP | Solar Photovoltaic | PV | IPP Non-CHP | 2 | 1.2 | 1.2 | 1.2 | 6 | 2017 |  |  |  | Y | [6 empty] | 180 | 20 | 1.5 | Y | [5 empty] | N |  | Y | 1.5 | MA
61060 | Cypress Creek Renewables | 60629 | Perkins Solar, LLC | NC | Person | PV1 | OP | Solar Photovoltaic | PV | IPP Non-CHP | 2 | 2 | 2 | 2 | 10 | 2016 |  |  |  | Y | [6 empty] | 180 | 20 | 2 | Y | [5 empty] | N |  | N |  | NC
61060 | Cypress Creek Renewables | 60631 | Empire Solar | MN | Dakota | PV1 | OP | Solar Photovoltaic | PV | IPP Non-CHP | 2 | 7 | 7 | 7 | 12 | 2016 | N |  |  | Y | [6 empty] | 180 | 20 | 7 | Y | [5 empty] | N |  | N |  | MN
61060 | Cypress Creek Renewables | 60632 | Blue Lake Solar | MN | Scott | PV1 | OP | Solar Photovoltaic | PV | IPP Non-CHP | 2 | 3.9 | 3.9 | 3.9 | 12 | 2016 |  |  |  | Y | [6 empty] | 180 | 20 | 3.9 | Y | [5 empty] | N |  | N |  | MN
61060 | Cypress Creek Renewables | 60633 | Gainey Solar, LLC | NC | Bladen | PV1 | OP | Solar Photovoltaic | PV | IPP Non-CHP | 2 | 2 | 2 | 2 | 10 | 2016 |  |  |  | Y | [5 empty] | N | 180 | 20 | 2 | Y | [5 empty] | N |  | N |  | NC
61060 | Cypress Creek Renewables | 60634 | Auten Road Farm, LLC | NC | Gaston | PV1 | OP | Solar Photovoltaic | PV | IPP Non-CHP | 2 | 5 | 5 | 5 | 12 | 2017 |  |  |  | Y | [6 empty] | 180 | 20 | 7 | Y | [5 empty] | N |  | N |  | NC
61060 | Cypress Creek Renewables | 60635 | Creech Solar 2, LLC | NC | Wake | PV1 | OP | Solar Photovoltaic | PV | IPP Non-CHP | 2 | 6.8 | 6.8 | 6.8 | 12 | 2016 |  |  |  | Y | [6 empty] | 180 | 20 | 6.8 | Y | [5 empty] | N |  | N |  | NC
60378 | Bunn Level Farm, LLC | 60636 | Bunn Level Farm, LLC | NC | Harnett | 1 | OP | Solar Photovoltaic | PV | IPP Non-CHP | 2 | 5 | 5 | 5 | 12 | 2016 |  |  |  | Y | [6 empty] | 180 | 20 | 6.5 |  | Y |  |  |  |  | N |  | N |  | NC
60380 | Cork Oak Solar LLC | 60637 | Cork Oak Solar | NC | Halifax | NC160 | OP | Solar Photovoltaic | PV | IPP Non-CHP | 2 | 20 | 26.2 | 26.2 | 12 | 2017 |  | Y | N | [7 empty] | 90 | 0 | 26.2 | Y | [5 empty] | N |  | N |  | NCDOM
60381 | Sunflower Solar LLC | 60638 | Sunflower Solar | NC | Halifax | NC160 | OP | Solar Photovoltaic | PV | IPP Non-CHP | 2 | 16 | 20.9 | 20.9 | 12 | 2017 |  | Y | [8 empty] | 90 | 0 | 20.9 | Y | [5 empty] | N |  | N |  | NCDOM
60363 | NRG Solar Mule, LLC | 60640 | NRG Solar Mule, LLC | ME | Kennebec | COLBY | OP | Solar Photovoltaic | PV | IPP Non-CHP | 2 | 1.5 | 1.5 | 1.5 | 9 | 2017 |  |  |  | Y | [6 empty] | 180 | 30 | 1.8 | Y | [5 empty] | Y | 1.8 | N |  | ME
60163 | Soltage LLC | 60644 | West Brookfield Solar, LLC | MA | Worcester | WBRK | OP | Solar Photovoltaic | PV | IPP Non-CHP | 2 | 1.4 | 1.4 | 1.4 | 1 | 2016 |  |  |  | Y | [6 empty] | 180 | 35 | 1.8 | Y | [5 empty] | N |  | Y | 1.8 | MA
60390 | North Nash Farm, LLC | 60651 | North Nash Farm, LLC | NC | Nash | 1 | OP | Solar Photovoltaic | PV | IPP Non-CHP | 2 | 5 | 5 | 5 | 12 | 2015 |  |  |  | Y | [6 empty] | 180 | 20 | 6.5 |  | Y |  |  |  |  | N |  | N |  | NC
7570 | Great River Energy | 60652 | Dickinson Solar Array | MN | Wright | PV1 | OP | Solar Photovoltaic | PV | Electric Utility | 1 | 2.3 | 2.3 | 2.3 | 8 | 2016 |  |  |  | Y | [6 empty] | 180 | 30 | 2.6 | Y | [5 empty] | N |  | N |  | MN
60281 | Altus Power America Management, LLC | 60653 | Belchertown | MA | Hampshire | PV1 | OP | Solar Photovoltaic | PV | IPP Non-CHP | 2 | 1 | 1 | 1 | 12 | 2015 |  |  |  | Y | [6 empty] | 180 | 20 | 1.3 | Y | [5 empty] | N |  | Y | 1.3 | MA
60392 | Moffett Solar 1, LLC | 60658 | Moffett Solar Project | SC | Jasper | PV1 | OP | Solar Photovoltaic | PV | IPP Non-CHP | 2 | 71.4 | 69.5 | 69.5 | 12 | 2017 |  | Y | [8 empty] | 90 | 0 | 93.4 | Y | [5 empty] | N |  | N |  | SC
60393 | Ridgeland Solar Farm I, LLC | 60659 | Ridgeland Solar Project | SC | Jasper | PV1 | OP | Solar Photovoltaic | PV | IPP Non-CHP | 2 | 10 | 10 | 10 | 6 | 2017 |  | Y |  | N | [6 empty] | 180 |  | 12.2 | Y | [5 empty] | N |  | N |  | SC
60396 | Constellation New Energy Inc. | 60662 | Archdiocese of Baltimore J | MD | Harford | PV1 | OP | Solar Photovoltaic | PV | IPP Non-CHP | 2 | 2 | 2 | 2 | 12 | 2015 |  |  |  | Y | [6 empty] | 180 | 20 | 2.7 | Y | [5 empty] | N |  | Y | 2.7 | MD
60396 | Constellation New Energy Inc. | 60663 | Archdiocese of Baltimore L | MD | Harford | PV1 | OP | Solar Photovoltaic | PV | IPP Non-CHP | 2 | 2 | 2 | 2 | 12 | 2015 |  |  |  | Y | [6 empty] | 180 | 20 | 2.7 | Y | [5 empty] | N |  | Y | 2.7 | MD
60396 | Constellation New Energy Inc. | 60664 | Baltimore City B | MD | Harford | PV1 | OP | Solar Photovoltaic | PV | IPP Non-CHP | 2 | 2 | 2 | 2 | 12 | 2015 |  |  |  | Y | [6 empty] | 180 | 25 | 2.5 | Y | [5 empty] | N |  | Y | 2.5 | MD
60396 | Constellation New Energy Inc. | 60665 | Baltimore City D | MD | Harford | PV1 | OP | Solar Photovoltaic | PV | IPP Non-CHP | 2 | 2 | 2 | 2 | 12 | 2015 |  |  |  | Y | [6 empty] | 180 | 25 | 2.5 | Y | [5 empty] | N |  | Y | 2.5 | MD
60396 | Constellation New Energy Inc. | 60666 | Baltimore City F | MD | Harford | PV1 | OP | Solar Photovoltaic | PV | IPP Non-CHP | 2 | 2 | 2 | 2 | 12 | 2015 |  |  |  | Y | [6 empty] | 180 | 25 | 2.5 | Y | [5 empty] | N |  | Y | 2.5 | MD
60396 | Constellation New Energy Inc. | 60667 | Baltimore City G | MD | Harford | PV1 | OP | Solar Photovoltaic | PV | IPP Non-CHP | 2 | 2 | 2 | 2 | 12 | 2015 |  |  |  | Y | [6 empty] | 180 | 25 | 2.5 | Y | [5 empty] | N |  | Y | 2.5 | MD
60396 | Constellation New Energy Inc. | 60668 | City of Havre De Grace C | MD | Harford | PV1 | OP | Solar Photovoltaic | PV | IPP Non-CHP | 2 | 2 | 2 | 2 | 12 | 2015 |  |  |  | Y | [6 empty] | 180 | 25 | 2.7 | Y | [5 empty] | N |  | Y | 2.7 | MD
60396 | Constellation New Energy Inc. | 60669 | Sod Run WTP A | MD | Harford | PV1 | OP | Solar Photovoltaic | PV | IPP Non-CHP | 2 | 2 | 2 | 2 | 12 | 2015 |  |  |  | Y | [6 empty] | 180 | 25 | 2.7 | Y | [5 empty] | Y | 2.7 | N |  | MD
60398 | Nixa Solar, LLC | 60673 | Nixa Solar, LLC | MO | Christian | NIXA | OP | Solar Photovoltaic | PV | IPP Non-CHP | 2 | 7.9 | 7.9 | 7.9 | 11 | 2017 |  |  |  | Y | [6 empty] | 180 | 25 | 11.2 | Y | [5 empty] | N |  | N |  | MO
60401 | Tannery Road Solar, LLC | 60677 | Tannery Road Landfill | NY | Oneida | TRSP | OP | Solar Photovoltaic | PV | Commercial Non-CHP | 4 | 2 | 2 | 2 | 8 | 2016 |  |  |  | Y | [6 empty] | 180 | 25 | 2.8 | Y | [5 empty] | N |  | N |  | NY
195 | Alabama Power Co | 60679 | Fort Rucker Solar Array | AL | Dale | 1 | OP | Solar Photovoltaic | PV | Electric Utility | 1 | 10.6 | 10.5 | 10.5 | 4 | 2017 |  |  |  | Y | [6 empty] | 188 | 20 | 12.7 |  | Y |  |  |  |  | N |  | N |  | AL
195 | Alabama Power Co | 60680 | ANAD Solar Array | AL | Calhoun | 1 | OP | Solar Photovoltaic | PV | Electric Utility | 1 | 7.4 | 7.4 | 7.4 | 7 | 2017 |  |  |  | Y | N | [5 empty] | 180 | 20 | 9.7 |  | Y |  |  |  |  | N |  | N |  | AL
59359 | BHE Renewables, LLC | 60682 | Pearl Solar | TX | Pecos | PEARL | OP | Solar Photovoltaic | PV | IPP Non-CHP | 2 | 50 | 50 | 50 | 10 | 2017 |  | Y | [8 empty] | 180 | 0 | 66.1 | Y | [5 empty] | N |  | N |  | TX
60404 | Constellation Solar Arizona 2, LLC | 60684 | Amphitheater High School Solar | AZ | Pima | AHS1 | OP | Solar Photovoltaic | PV | IPP Non-CHP | 2 | 1 | 1 | 1 | 12 | 2016 |  |  |  | Y | [6 empty] | 180 | 12 | 1.2 | Y | [5 empty] | Y | 1.2 | N |  | AZ
60404 | Constellation Solar Arizona 2, LLC | 60685 | Canyon Del Oro High School Solar | AZ | Pima | CDO1 | OP | Solar Photovoltaic | PV | IPP Non-CHP | 2 | 1 | 1 | 1 | 12 | 2016 |  |  |  | Y | [6 empty] | 180 | 12 | 1 | Y | [5 empty] | Y | 1 | N |  | AZ
60404 | Constellation Solar Arizona 2, LLC | 60685 | Canyon Del Oro High School Solar | AZ | Pima | CDO2 | OP | Solar Photovoltaic | PV | IPP Non-CHP | 2 | 0.1 | 0.1 | 0.1 | 12 | 2016 |  |  |  | Y | [6 empty] | 180 | 12 | 0.1 | Y | [5 empty] | Y | 0.1 | N |  | AZ
60404 | Constellation Solar Arizona 2, LLC | 60685 | Canyon Del Oro High School Solar | AZ | Pima | CDO3 | OP | Solar Photovoltaic | PV | IPP Non-CHP | 2 | 0.2 | 0.2 | 0.2 | 11 | 2016 |  |  |  | Y | [6 empty] | 180 | 12 | 0.2 | Y | [5 empty] | Y | 0.2 | N |  | AZ
60404 | Constellation Solar Arizona 2, LLC | 60685 | Canyon Del Oro High School Solar | AZ | Pima | CDO4 | OP | Solar Photovoltaic | PV | IPP Non-CHP | 2 | 0.2 | 0.2 | 0.2 | 11 | 2016 |  |  |  | Y | [6 empty] | 180 | 12 | 0.2 | Y | [5 empty] | Y | 0.2 | N |  | AZ
60408 | Pierre Solar | 60686 | Pierre Solar | SD | Hughes | PIERS | OP | Solar Photovoltaic | PV | IPP Non-CHP | 2 | 1 | 1 | 1 | 9 | 2016 |  |  |  | Y | [6 empty] | 180 | 30 | 1.3 | Y | [5 empty] | N |  | N |  | SD
60970 | SunShare Management | 60694 | WakeSun CSG, LLC | MN | Stearns | MLC27 | OP | Solar Photovoltaic | PV | IPP Non-CHP | 2 | 1 | 1 | 1 | 1 | 2017 |  |  |  | Y | [6 empty] | 180 | 30 | 1.4 | Y | [5 empty] | N |  | Y | 1.4 | MN
60970 | SunShare Management | 60694 | WakeSun CSG, LLC | MN | Stearns | MLC28 | OP | Solar Photovoltaic | PV | IPP Non-CHP | 2 | 1 | 1 | 1 | 1 | 2017 |  |  |  | Y | [6 empty] | 180 | 30 | 1.4 | Y | [5 empty] | N |  | Y | 1.4 | MN
60970 | SunShare Management | 60694 | WakeSun CSG, LLC | MN | Stearns | MLC29 | OP | Solar Photovoltaic | PV | IPP Non-CHP | 2 | 1 | 1 | 1 | 1 | 2017 |  |  |  | Y | [6 empty] | 180 | 30 | 1.3 | Y | [5 empty] | N |  | Y | 1.3 | MN
60970 | SunShare Management | 60695 | BentonSun CSG, LLC | MN | Carver | MLC17 | OP | Solar Photovoltaic | PV | IPP Non-CHP | 2 | 1 | 1 | 1 | 12 | 2016 |  |  |  | Y | [6 empty] | 180 | 25 | 1.4 | Y | [5 empty] | N |  | Y | 1.4 | MN
60970 | SunShare Management | 60695 | BentonSun CSG, LLC | MN | Carver | MLC18 | OP | Solar Photovoltaic | PV | IPP Non-CHP | 2 | 1 | 1 | 1 | 12 | 2016 |  |  |  | Y | [6 empty] | 180 | 25 | 1.4 | Y | [5 empty] | N |  | Y | 1.4 | MN
60970 | SunShare Management | 60695 | BentonSun CSG, LLC | MN | Carver | MLC19 | OP | Solar Photovoltaic | PV | IPP Non-CHP | 2 | 1 | 1 | 1 | 12 | 2016 |  | N |  | Y | N | [5 empty] | 180 | 25 | 1.3 | Y | [5 empty] | N |  | Y | 1.3 | MN
60970 | SunShare Management | 60695 | BentonSun CSG, LLC | MN | Carver | MLC20 | OP | Solar Photovoltaic | PV | IPP Non-CHP | 2 | 1 | 1 | 1 | 12 | 2016 |  | N |  | Y | [6 empty] | 180 | 25 | 1.4 | Y | [5 empty] | N |  | Y | 1.4 | MN
60970 | SunShare Management | 60695 | BentonSun CSG, LLC | MN | Carver | MLC21 | OP | Solar Photovoltaic | PV | IPP Non-CHP | 2 | 1 | 1 | 1 | 12 | 2016 |  | N |  | Y | [6 empty] | 180 | 25 | 1.4 | Y | [5 empty] | N |  | Y | 1.4 | MN
60424 | Rincon Solar I, LLC | 60702 | Rincon Solar I | GA | Effingham | PV1 | OP | Solar Photovoltaic | PV | IPP Non-CHP | 2 | 18.4 | 17.4 | 17.8 | 12 | 2016 |  | Y | [8 empty] | 0 | 0 | 21.2 | Y | [5 empty] | N |  | N |  | GA
58822 | MC Power Companies Inc | 60704 | Trenton Solar Farm (MO) | MO | Grundy | TSF1 | OP | Solar Photovoltaic | PV | IPP Non-CHP | 2 | 2.8 | 2.8 | 2.8 | 11 | 2015 |  |  |  | Y | [6 empty] | 180 | 27 | 3.3 | Y | [5 empty] | N |  | N |  | MO
58822 | MC Power Companies Inc | 60705 | Rolla Solar Farm (MO) | MO | Phelps | RSF1 | OP | Solar Photovoltaic | PV | IPP Non-CHP | 2 | 2.8 | 2.8 | 2.8 | 5 | 2016 |  |  |  | Y | [6 empty] | 180 | 25 | 3.2 | Y | [5 empty] | N |  | N |  | MO
58822 | MC Power Companies Inc | 60706 | Waynesville Solar Farm (MO) | MO | Pulaski | WSF1 | OP | Solar Photovoltaic | PV | IPP Non-CHP | 2 | 2.8 | 2.8 | 2.8 | 8 | 2016 |  |  |  | Y | [6 empty] | 180 | 25 | 3.2 | Y | [5 empty] | N |  | N |  | MO
58822 | MC Power Companies Inc | 60707 | Marshall Solar Farm (MO) | MO | Saline | MMSF1 | OP | Solar Photovoltaic | PV | IPP Non-CHP | 2 | 2.8 | 2.8 | 2.8 | 12 | 2016 |  |  |  | Y | [6 empty] | 185 | 25 | 3.2 | Y | [5 empty] | N |  | N |  | MO
60396 | Constellation New Energy Inc. | 60708 | Havre de Grace II - E at Perryman | MD | Harford | PV1 | OP | Solar Photovoltaic | PV | IPP Non-CHP | 2 | 1.4 | 1.4 | 1.4 | 5 | 2016 |  |  |  | Y | [6 empty] | 180 | 25 | 1.5 | Y | [5 empty] | Y | 1.5 | N |  | MD
56997 | Marina Energy LLC | 60709 | IFF Hazlet Ground | NJ | Monmouth | PV1 | OP | Solar Photovoltaic | PV | IPP Non-CHP | 2 | 3 | 3 | 3 | 12 | 2014 |  |  |  | Y | [6 empty] | 180 | 10 | 4 | Y | [5 empty] | N |  | N |  | NJ
56997 | Marina Energy LLC | 60710 | Stone Hill Solar | MA | Bristol | PV1 | OP | Solar Photovoltaic | PV | IPP Non-CHP | 2 | 2 | 2 | 1.2 | 7 | 2014 |  |  |  | Y | [6 empty] | 180 | 25 | 2.7 | Y | [5 empty] | N |  | Y | 2.7 | MA
60434 | Chisago Community Solar | 60711 | Chisago Community Solar | MN | Chisago | CCS1 | OP | Solar Photovoltaic | PV | IPP Non-CHP | 2 | 1 | 0.9 | 0.9 | 12 | 2016 |  |  |  | Y | [6 empty] | 185 | 35 | 1.3 |  |  |  | Y |  |  | N |  | Y | 1.3 | MN
60434 | Chisago Community Solar | 60711 | Chisago Community Solar | MN | Chisago | CCS2 | OP | Solar Photovoltaic | PV | IPP Non-CHP | 2 | 1 | 0.9 | 0.9 | 12 | 2016 |  |  |  | Y | [6 empty] | 185 | 35 | 1.3 |  |  |  | Y |  |  | N |  | Y | 1.3 | MN
60434 | Chisago Community Solar | 60711 | Chisago Community Solar | MN | Chisago | CCS3 | OP | Solar Photovoltaic | PV | IPP Non-CHP | 2 | 1 | 0.9 | 0.9 | 12 | 2016 |  |  |  | Y | [6 empty] | 185 | 35 | 1.3 |  |  |  | Y |  |  | N |  | Y | 1.3 | MN
60434 | Chisago Community Solar | 60711 | Chisago Community Solar | MN | Chisago | CCS4 | OP | Solar Photovoltaic | PV | IPP Non-CHP | 2 | 1 | 0.9 | 0.9 | 12 | 2016 |  |  |  | Y | [6 empty] | 185 | 35 | 1.3 |  |  |  | Y |  |  | N |  | Y | 1.3 | MN
60435 | Ursa Community Solar | 60712 | Ursa Community Solar | MN | Dakota | UCS1 | OP | Solar Photovoltaic | PV | IPP Non-CHP | 2 | 1 | 0.9 | 0.9 | 1 | 2017 |  |  |  | Y | [6 empty] | 185 | 35 | 1.3 |  | Y |  |  |  |  | N |  | N |  | MN
60435 | Ursa Community Solar | 60712 | Ursa Community Solar | MN | Dakota | UCS2 | OP | Solar Photovoltaic | PV | IPP Non-CHP | 2 | 1 | 0.9 | 0.9 | 1 | 2017 |  |  |  | Y | [6 empty] | 185 | 35 | 1.3 |  | Y |  |  |  |  | N |  | N |  | MN
60435 | Ursa Community Solar | 60712 | Ursa Community Solar | MN | Dakota | UCS3 | OP | Solar Photovoltaic | PV | IPP Non-CHP | 2 | 1 | 0.9 | 0.9 | 1 | 2017 |  |  |  | Y | [6 empty] | 185 | 35 | 1.3 |  | Y |  |  | N |  | N |  | N |  | MN
60435 | Ursa Community Solar | 60712 | Ursa Community Solar | MN | Dakota | UCS4 | OP | Solar Photovoltaic | PV | IPP Non-CHP | 2 | 1 | 0.9 | 0.9 | 1 | 2017 |  |  |  | Y | [6 empty] | 185 | 35 | 1.3 |  | Y |  |  |  |  | N |  | N |  | MN
60435 | Ursa Community Solar | 60712 | Ursa Community Solar | MN | Dakota | UCS5 | OP | Solar Photovoltaic | PV | IPP Non-CHP | 2 | 1 | 0.9 | 0.9 | 1 | 2017 |  |  |  | Y | [6 empty] | 185 | 35 | 1.3 |  | Y |  |  |  |  | N |  | N |  | MN
60436 | Sunrise Community Solar | 60713 | Sunrise Community Solar | MN | Chisago | SCS1 | OP | Solar Photovoltaic | PV | IPP Non-CHP | 2 | 1 | 0.9 | 0.9 | 12 | 2016 |  |  |  | Y | [6 empty] | 185 | 35 | 1.3 |  | Y |  | N |  |  | N |  | N |  | MN
60436 | Sunrise Community Solar | 60713 | Sunrise Community Solar | MN | Chisago | SCS2 | OP | Solar Photovoltaic | PV | IPP Non-CHP | 2 | 1 | 0.9 | 0.9 | 12 | 2016 |  |  |  | Y | [6 empty] | 185 | 35 | 1.3 |  | Y |  |  |  |  | N |  | N |  | MN
60436 | Sunrise Community Solar | 60713 | Sunrise Community Solar | MN | Chisago | SCS3 | OP | Solar Photovoltaic | PV | IPP Non-CHP | 2 | 1 | 0.9 | 0.9 | 12 | 2016 |  |  |  | Y | [6 empty] | 185 | 35 | 1.3 |  | Y |  |  |  |  | N |  | N |  | MN
60436 | Sunrise Community Solar | 60713 | Sunrise Community Solar | MN | Chisago | SCS4 | OP | Solar Photovoltaic | PV | IPP Non-CHP | 2 | 1 | 0.9 | 0.9 | 12 | 2016 |  |  |  | Y | [6 empty] | 185 | 35 | 1.3 |  | Y |  |  |  |  | N |  | N |  | MN
60436 | Sunrise Community Solar | 60713 | Sunrise Community Solar | MN | Chisago | SCS5 | OP | Solar Photovoltaic | PV | IPP Non-CHP | 2 | 1 | 0.9 | 0.9 | 12 | 2016 |  |  |  | Y | [6 empty] | 185 | 35 | 1.3 |  | Y |  |  |  |  | N |  | N |  | MN
60437 | Rosemount Community Solar | 60714 | Rosemount Community Solar | MN | Dakota | RCS1 | OP | Solar Photovoltaic | PV | IPP Non-CHP | 2 | 1 | 0.9 | 0.9 | 12 | 2016 |  |  |  | Y | [6 empty] | 185 | 35 | 1.3 |  | Y |  |  |  |  | N |  | N |  | MN
60437 | Rosemount Community Solar | 60714 | Rosemount Community Solar | MN | Dakota | RCS2 | OP | Solar Photovoltaic | PV | IPP Non-CHP | 2 | 1 | 0.9 | 0.9 | 12 | 2016 |  |  |  | Y | [6 empty] | 185 | 35 | 1.3 |  | Y |  |  |  |  | N |  | N |  | MN
60437 | Rosemount Community Solar | 60714 | Rosemount Community Solar | MN | Dakota | RCS3 | OP | Solar Photovoltaic | PV | IPP Non-CHP | 2 | 1 | 0.9 | 0.9 | 12 | 2016 |  |  |  | Y | [6 empty] | 185 | 35 | 1.3 |  | Y |  |  |  |  | N |  | N |  | MN
60437 | Rosemount Community Solar | 60714 | Rosemount Community Solar | MN | Dakota | RCS4 | OP | Solar Photovoltaic | PV | IPP Non-CHP | 2 | 1 | 0.9 | 0.9 | 12 | 2016 |  |  |  | Y | [6 empty] | 185 | 35 | 1.3 |  | Y |  |  |  |  | N |  | N |  | MN
60437 | Rosemount Community Solar | 60714 | Rosemount Community Solar | MN | Dakota | RCS5 | OP | Solar Photovoltaic | PV | IPP Non-CHP | 2 | 1 | 0.9 | 0.9 | 12 | 2016 |  |  |  | Y | [6 empty] | 185 | 35 | 1.3 |  | Y |  |  |  |  | N |  | N |  | MN
60438 | Paynesville Community Solar | 60715 | Paynesville Community Solar | MN | Stearns | PCS1 | OP | Solar Photovoltaic | PV | IPP Non-CHP | 2 | 1 | 0.9 | 0.9 | 12 | 2016 |  |  |  | Y | [6 empty] | 185 | 35 | 1 |  | Y |  |  |  |  | N |  | Y | 1 | MN
60438 | Paynesville Community Solar | 60715 | Paynesville Community Solar | MN | Stearns | PCS2 | OP | Solar Photovoltaic | PV | IPP Non-CHP | 2 | 1 | 0.9 | 0.9 | 12 | 2016 |  |  |  | Y | [6 empty] | 185 | 35 | 1 |  | Y |  |  |  |  | N |  | Y | 1 | MN
60438 | Paynesville Community Solar | 60715 | Paynesville Community Solar | MN | Stearns | PCS3 | OP | Solar Photovoltaic | PV | IPP Non-CHP | 2 | 1 | 0.9 | 0.9 | 12 | 2016 |  |  |  | Y | [6 empty] | 185 | 35 | 1 |  | Y |  |  |  |  | N |  | Y | 1 | MN
60438 | Paynesville Community Solar | 60715 | Paynesville Community Solar | MN | Stearns | PCS4 | OP | Solar Photovoltaic | PV | IPP Non-CHP | 2 | 1 | 0.9 | 0.9 | 12 | 2016 |  |  |  | Y | [6 empty] | 185 | 35 | 1 |  | Y |  |  |  |  | N |  | Y | 1 | MN
60438 | Paynesville Community Solar | 60715 | Paynesville Community Solar | MN | Stearns | PCS5 | OP | Solar Photovoltaic | PV | IPP Non-CHP | 2 | 1 | 0.9 | 0.9 | 1 | 2017 |  |  |  | Y | [6 empty] | 185 | 35 | 1 |  | Y |  |  |  |  | N |  | Y | 1 | MN
60439 | Orion Community Solar | 60716 | Orion Community Solar | MN | Stearns | OCS1 | OP | Solar Photovoltaic | PV | IPP Non-CHP | 2 | 1 | 0.9 | 0.9 | 1 | 2017 |  |  |  | Y | [6 empty] | 185 | 35 | 1.3 |  | Y |  |  |  |  | N |  | N |  | MN
60439 | Orion Community Solar | 60716 | Orion Community Solar | MN | Stearns | OCS2 | OP | Solar Photovoltaic | PV | IPP Non-CHP | 2 | 1 | 0.9 | 0.9 | 1 | 2017 |  |  |  | Y | [6 empty] | 185 | 35 | 1.3 |  | Y |  |  |  |  | N |  | N |  | MN
60439 | Orion Community Solar | 60716 | Orion Community Solar | MN | Stearns | OCS3 | OP | Solar Photovoltaic | PV | IPP Non-CHP | 2 | 1 | 0.9 | 0.9 | 1 | 2017 |  |  |  | Y | [6 empty] | 185 | 35 | 1.3 |  | Y |  |  |  |  | N |  | N |  | MN
60440 | Northfield Community Solar | 60717 | Northfield Community Solar | MN | Dakota | NCS1 | OP | Solar Photovoltaic | PV | IPP Non-CHP | 2 | 1 | 0.9 | 0.9 | 12 | 2016 |  |  |  | Y | [6 empty] | 185 | 35 | 1 |  | Y |  |  |  |  | N |  | Y | 1 | MN
60440 | Northfield Community Solar | 60717 | Northfield Community Solar | MN | Dakota | NCS2 | OP | Solar Photovoltaic | PV | IPP Non-CHP | 2 | 1 | 0.9 | 0.9 | 12 | 2016 |  |  |  | Y | [6 empty] | 185 | 35 | 1 |  | Y |  |  |  |  | N |  | Y | 1 | MN
60440 | Northfield Community Solar | 60717 | Northfield Community Solar | MN | Dakota | NCS3 | OP | Solar Photovoltaic | PV | IPP Non-CHP | 2 | 1 | 0.9 | 0.9 | 12 | 2016 |  |  |  | Y | [6 empty] | 185 | 35 | 1 |  | Y |  |  |  |  | N |  | Y | 1 | MN
60440 | Northfield Community Solar | 60717 | Northfield Community Solar | MN | Dakota | NCS4 | OP | Solar Photovoltaic | PV | IPP Non-CHP | 2 | 1 | 0.9 | 0.9 | 12 | 2016 |  |  |  | Y | [6 empty] | 185 | 35 | 1 |  | Y |  |  |  |  | N |  | Y | 1 | MN
60440 | Northfield Community Solar | 60717 | Northfield Community Solar | MN | Dakota | NCS5 | OP | Solar Photovoltaic | PV | IPP Non-CHP | 2 | 1 | 0.9 | 0.9 | 12 | 2016 |  |  |  | Y | [6 empty] | 185 | 35 | 1 |  | Y |  |  |  |  | N |  | Y | 1 | MN
60609 | Clean Focus Renewables, Inc. | 60720 | Weld 1 Community Solar Array | CO | Weld | WELD1 | OP | Solar Photovoltaic | PV | IPP Non-CHP | 2 | 1.5 | 1.5 | 1.5 | 10 | 2017 |  | Y | [8 empty] | 180 |  | 2 |  | N |  |  | Y |  | N |  | Y | 2 | CO
60609 | Clean Focus Renewables, Inc. | 60722 | Logan 1 Community Solar Array | CO | Logan | LOGA1 | OP | Solar Photovoltaic | PV | IPP Non-CHP | 2 | 1.7 | 1.7 | 1.7 | 10 | 2017 |  | Y | [10 empty] | 2 | Y |  |  |  |  | N | N |  | Y | 2 | CO
60609 | Clean Focus Renewables, Inc. | 60723 | Conejos 1 Community Solar Array | CO | Conejos | CONEJ | OP | Solar Photovoltaic | PV | IPP Non-CHP | 2 | 1.5 | 1.5 | 1.5 | 11 | 2017 |  | Y | [10 empty] | 2 |  |  |  |  | Y |  | N |  | Y | 1.5 | CO
60609 | Clean Focus Renewables, Inc. | 60724 | Arapahoe 3 Community Solar Array | CO | Arapahoe | ARAP3 | OP | Solar Photovoltaic | PV | IPP Non-CHP | 2 | 1.8 | 1.8 | 1.8 | 9 | 2017 |  | Y | [10 empty] | 2 |  |  |  |  | Y |  | N |  | Y | 2 | CO
60609 | Clean Focus Renewables, Inc. | 60725 | Xcel Adams 2 Community Solar Array | CO | Adams | ADCO2 | OP | Solar Photovoltaic | PV | IPP Non-CHP | 2 | 1.5 | 1.5 | 1.5 | 12 | 2017 |  | Y | [10 empty] | 2 | Y | [5 empty] | N |  | Y | 2 | CO
60609 | Clean Focus Renewables, Inc. | 60726 | Xcel Adams 1 Community Solar Array | CO | Adams | ADCO1 | OP | Solar Photovoltaic | PV | IPP Non-CHP | 2 | 1.8 | 1.8 | 1.8 | 9 | 2017 |  | Y | [10 empty] | 2 |  |  |  |  | Y |  | N |  | Y | 1.5 | CO
56997 | Marina Energy LLC | 60727 | East Orange Solar | NJ | Essex | PV1 | OP | Solar Photovoltaic | PV | IPP Non-CHP | 2 | 4.5 | 4 | 1.9 | 3 | 2015 |  | N |  | Y | [6 empty] | 180 | 20 | 5.5 | Y | [5 empty] | Y | 5.5 | N |  | NJ
56997 | Marina Energy LLC | 60728 | Howell Solar | NJ | Monmouth | PV1 | OP | Solar Photovoltaic | PV | IPP Non-CHP | 2 | 7 | 7 | 7 | 3 | 2016 |  | N |  | Y | [6 empty] | 180 | 20 | 8.8 | Y | [5 empty] | N |  | N |  | NJ
56997 | Marina Energy LLC | 60729 | Raritan Solar | NJ | Hunterdon | PV1 | OP | Solar Photovoltaic | PV | IPP Non-CHP | 2 | 7.5 | 7.5 | 7.5 | 4 | 2016 |  | N |  | Y | [6 empty] | 180 | 25 | 10 | Y | [5 empty] | N |  | N |  | NJ
56997 | Marina Energy LLC | 60730 | Bridgewater Solar | MA | Plymouth | PV1 | OP | Solar Photovoltaic | PV | IPP Non-CHP | 2 | 1.3 | 2 | 2 | 8 | 2015 |  | N |  | Y | [6 empty] | 180 | 25 | 2.9 | Y | [5 empty] | N |  | Y | 2.9 | MA
56997 | Marina Energy LLC | 60730 | Bridgewater Solar | MA | Plymouth | PV2 | OP | Solar Photovoltaic | PV | IPP Non-CHP | 2 | 1 | 1 | 1 | 8 | 2015 |  | N |  | Y | [6 empty] | 180 | 25 | 1.1 | Y | [5 empty] | N |  | Y | 1.1 | MA
56997 | Marina Energy LLC | 60731 | Holliston Solar | MA | Middlesex | PV1 | OP | Solar Photovoltaic | PV | IPP Non-CHP | 2 | 1 | 1 | 1 | 7 | 2015 |  |  |  | Y | [6 empty] | 180 | 17 | 1.4 | Y | [5 empty] | N |  | Y | 1.4 | MA
56997 | Marina Energy LLC | 60732 | Frankford Solar | NJ | Sussex | PV1 | OP | Solar Photovoltaic | PV | IPP Non-CHP | 2 | 8.2 | 8.2 | 8.2 | 4 | 2012 |  |  |  | Y | [6 empty] | 180 | 25 | 9.8 | Y | [5 empty] | N |  | N |  | NJ
56997 | Marina Energy LLC | 60733 | Brickyard Solar | NJ | Monmouth | PV1 | OP | Solar Photovoltaic | PV | IPP Non-CHP | 2 | 1.5 | 1.5 | 1.5 | 6 | 2015 |  |  |  | Y | [6 empty] | 180 | 20 | 1.9 | Y | [5 empty] | N |  | N |  | NJ
56997 | Marina Energy LLC | 60734 | Bordentown Solar | NJ | Burlington | PV1 | OP | Solar Photovoltaic | PV | IPP Non-CHP | 2 | 6.8 | 6.8 | 6.8 | 12 | 2015 |  |  |  | Y | [6 empty] | 148 | 19 | 8.5 | Y | [5 empty] | N |  | N |  | NJ
56997 | Marina Energy LLC | 60735 | Longview Solar | MD | Wicomico | PV1 | OP | Solar Photovoltaic | PV | IPP Non-CHP | 2 | 13.6 | 13.6 | 13.6 | 2 | 2016 |  | Y |  | N | [6 empty] | 90 |  | 17.8 | Y | [5 empty] | N |  | N |  | MD
56997 | Marina Energy LLC | 60736 | Wilmington Solar | MA | Middlesex | PV1 | OP | Solar Photovoltaic | PV | IPP Non-CHP | 2 | 2 | 2 | 2 | 11 | 2015 |  |  |  | Y | [6 empty] | 141 | 10 | 2.8 | Y | [5 empty] | N |  | Y | 2.8 | MA
56997 | Marina Energy LLC | 60737 | Church Hill | MD | Queen Annes | PV1 | OP | Solar Photovoltaic | PV | IPP Non-CHP | 2 | 6 | 6 | 6 | 5 | 2016 |  |  |  | Y | [6 empty] | 180 | 20 | 7.3 | Y | [5 empty] | N |  | N |  | MD
56997 | Marina Energy LLC | 60738 | Fall River Solar | MA | Bristol | PV1 | OP | Solar Photovoltaic | PV | IPP Non-CHP | 2 | 2 | 2 | 2 | 2 | 2013 |  |  |  | Y | [6 empty] | 43 | 1 | 2.5 | Y | [5 empty] | N |  | Y | 2.5 | MA
56997 | Marina Energy LLC | 60739 | DSM Solar | NJ | Warren | PV1 | OP | Solar Photovoltaic | PV | IPP Non-CHP | 2 | 4.5 | 4.5 | 4.5 | 12 | 2014 |  |  |  | Y | [6 empty] | 148 | 10 | 6 | Y | [5 empty] | Y | 6 | N |  | NJ
56997 | Marina Energy LLC | 60740 | Pittsgrove Solar | NJ | Salem | PV1 | OP | Solar Photovoltaic | PV | IPP Non-CHP | 2 | 2 | 2 | 2 | 5 | 2014 |  |  |  | Y | [6 empty] | 180 | 23 | 2.2 | Y | [5 empty] | N |  | N |  | NJ
58871 | Citizens Enterprises Corporation | 60741 | Old Midville Solar | GA | Jenkins | OMD | OP | Solar Photovoltaic | PV | IPP Non-CHP | 2 | 19.7 | 19.7 | 19.7 | 11 | 2016 |  | Y | [8 empty] | 0 | 0 | 28.2 | Y | [5 empty] | N |  | N |  | GA
60445 | SEPV Imperial, LLC | 60744 | SEPV Imperial Dixieland West | CA | Imperial | SESI2 | OP | Solar Photovoltaic | PV | IPP Non-CHP | 2 | 3 | 2.9 | 2.4 | 12 | 2016 |  | Y | [8 empty] | 0 | 0 | 4 | Y | [5 empty] | N |  | N |  | CA
60445 | SEPV Imperial, LLC | 60745 | SEPV Imperial Dixieland East | CA | Imperial | SESI1 | OP | Solar Photovoltaic | PV | IPP Non-CHP | 2 | 2 | 1.9 | 1.6 | 12 | 2016 |  | Y | [8 empty] | 0 | 0 | 2 | Y | [5 empty] | N |  | N |  | CA
60447 | KDC Solar GRQ LLC | 60746 | Silvi Gibraltar Rock | NJ | Somerset | 08502 | OP | Solar Photovoltaic | PV | IPP Non-CHP | 2 | 2.5 | 3 | 2.5 | 10 | 2016 |  |  |  | Y | [6 empty] | 180 | 15 | 3 | Y | [5 empty] | Y | 2.5 | N |  | NJ
60446 | KDC Solar Bergen 1 | 60747 | Seabrook Village | NJ | Monmouth | 07724 | OP | Solar Photovoltaic | PV | IPP Non-CHP | 2 | 3.1 | 3.1 | 3.1 | 9 | 2016 |  |  |  | Y | [6 empty] | 180 | 15 | 4 | Y | [5 empty] | Y | 3.1 | N |  | NJ
60448 | Simcoe Solar | 60748 | Simcoe Solar | ID | Elmore | IDSS | OP | Solar Photovoltaic | PV | IPP Non-CHP | 2 | 20 | 20 | 20 | 3 | 2017 |  | Y | [8 empty] | 180 | 60 | 26 | Y | [5 empty] | N |  | N |  | ID
56997 | Marina Energy LLC | 60752 | Gloucester Community College Solar | NJ | Gloucester | PV1 | OP | Solar Photovoltaic | PV | IPP Non-CHP | 2 | 2.3 | 2.3 | 2.3 | 3 | 2014 |  |  |  | Y | [6 empty] | 209 | 15 | 3 | Y | [5 empty] | Y | 3 | N |  | NJ
60281 | Altus Power America Management, LLC | 60753 | Shirley Landfill | MA | Middlesex | PV1 | OP | Solar Photovoltaic | PV | IPP Non-CHP | 2 | 1 | 1 | 1 | 5 | 2017 |  |  |  | Y | [6 empty] | 180 | 20 | 1.3 | Y | [5 empty] | N |  | Y | 1.3 | MA
60281 | Altus Power America Management, LLC | 60754 | DDR Shoppers World | MA | Middlesex | PV1 | OP | Solar Photovoltaic | PV | IPP Non-CHP | 2 | 1.3 | 1.3 | 1.3 | 11 | 2017 |  |  |  | Y | [6 empty] | 177 | 10 | 1.7 | Y | [5 empty] | N |  | Y | 1.7 | MA
60281 | Altus Power America Management, LLC | 60755 | Spartan | NJ | Burlington | PV1 | OP | Solar Photovoltaic | PV | IPP Non-CHP | 2 | 8.3 | 8.3 | 8.3 | 3 | 2017 |  |  |  | Y | [6 empty] | 180 | 25 | 9.9 | Y | [5 empty] | N |  | N |  | NJ
60281 | Altus Power America Management, LLC | 60756 | Meadow Solar | MA | Suffolk | PV1 | OP | Solar Photovoltaic | PV | IPP Non-CHP | 2 | 3 | 3 | 3 | 12 | 2016 |  | Y | [8 empty] | 38 | 5 | 4 | Y | [5 empty] | N |  | Y | 4 | MA
60281 | Altus Power America Management, LLC | 60757 | Cedarville CSG | MA | Plymouth | PV1 | OP | Solar Photovoltaic | PV | IPP Non-CHP | 2 | 0.5 | 0.5 | 0.5 | 7 | 2017 |  | Y | [8 empty] | 180 | 20 | 0.7 | Y | [5 empty] | N |  | Y | 0.7 | MA
60281 | Altus Power America Management, LLC | 60757 | Cedarville CSG | MA | Plymouth | PV2 | OP | Solar Photovoltaic | PV | IPP Non-CHP | 2 | 1 | 1 | 1 | 7 | 2017 |  | Y | [8 empty] | 180 | 20 | 1.4 | Y | [5 empty] | N |  | Y | 1.4 | MA
60281 | Altus Power America Management, LLC | 60757 | Cedarville CSG | MA | Plymouth | PV3 | OP | Solar Photovoltaic | PV | IPP Non-CHP | 2 | 1 | 1 | 1 | 7 | 2017 |  | Y | [8 empty] | 180 | 20 | 1.2 | Y | [5 empty] | N |  | Y | 1.2 | MA
56997 | Marina Energy LLC | 60759 | Freeze Solar | NJ | Middlesex | PV1 | OP | Solar Photovoltaic | PV | IPP Non-CHP | 2 | 1.5 | 1.5 | 1.5 | 12 | 2013 |  |  |  | Y | [6 empty] | 211 | 10 | 1.8 | Y | [5 empty] | Y | 1.8 | N |  | NJ
60451 | Roper Farm, LLC | 60761 | Roper Farm, LLC | NC | Cleveland | 1 | OP | Solar Photovoltaic | PV | IPP Non-CHP | 2 | 5 | 5 | 5 | 6 | 2015 |  |  |  | Y | [6 empty] | 180 | 20 | 6.4 |  | Y |  |  |  |  | N |  | N |  | NC
60449 | KDC Solar PFI LLC | 60762 | Pfizer Peapack Solar | NJ | Somerset | 07934 | OP | Solar Photovoltaic | PV | IPP Non-CHP | 2 | 6.2 | 6.2 | 6.2 | 10 | 2016 |  |  |  | Y | [6 empty] | 180 | 15 | 8 | Y | [5 empty] | Y | 8 | N |  | NJ
56997 | Marina Energy LLC | 60763 | Holland Solar | NJ | Hunterdon | PV1 | OP | Solar Photovoltaic | PV | IPP Non-CHP | 2 | 3 | 3 | 3 | 12 | 2015 |  |  |  | Y | [6 empty] | 180 | 25 | 3.5 | Y | [5 empty] | N |  | N |  | NJ
60452 | Victory Solar LLC | 60764 | Victory Solar LLC | CO | Adams | PV1 | OP | Solar Photovoltaic | PV | IPP Non-CHP | 2 | 12.8 | 12.8 | 12.8 | 12 | 2016 |  | Y | [8 empty] | 180 |  | 16 | Y | [5 empty] | N |  | N |  | CO
56997 | Marina Energy LLC | 60765 | L'Oreal Franklin | NJ | Somerset | PV1 | OP | Solar Photovoltaic | PV | IPP Non-CHP | 2 | 1 | 1.2 | 1.2 | 3 | 2012 |  |  |  | Y | [6 empty] | 215 | 5 | 1.2 | Y | [5 empty] | Y | 1.2 | N |  | NJ
56997 | Marina Energy LLC | 60766 | L'Oreal Monmouth | NJ | Monmouth | PV1 | OP | Solar Photovoltaic | PV | IPP Non-CHP | 2 | 2 | 2 | 2 | 2 | 2013 |  |  |  | Y | [6 empty] | 219 | 10 | 2.4 | Y | [5 empty] | Y | 2.4 | N |  | NJ
56997 | Marina Energy LLC | 60769 | Lower Cape May HS | NJ | Cape May | PV1 | OP | Solar Photovoltaic | PV | IPP Non-CHP | 2 | 1.5 | 1.5 | 1.5 | 12 | 2012 |  |  |  | Y | [6 empty] | 180 | 20 | 1.8 | Y | [5 empty] | Y | 1.8 | N |  | NJ
56997 | Marina Energy LLC | 60771 | Timber Creek HS | NJ | Camden | PV1 | OP | Solar Photovoltaic | PV | IPP Non-CHP | 2 | 1.3 | 1.3 | 1.3 | 12 | 2013 |  |  |  | Y | [6 empty] | 180 | 20 | 1.3 | Y | [5 empty] | Y | 1.3 | N |  | NJ
56997 | Marina Energy LLC | 60772 | Adams Ave MS and HS | NJ | Atlantic | PVHS | OP | Solar Photovoltaic | PV | IPP Non-CHP | 2 | 1.8 | 1.5 | 1.5 | 3 | 2012 |  |  |  | Y | [6 empty] | 180 | 30 | 2 | Y | [5 empty] | Y | 2 | N |  | NJ
56997 | Marina Energy LLC | 60772 | Adams Ave MS and HS | NJ | Atlantic | PVMS | OP | Solar Photovoltaic | PV | IPP Non-CHP | 2 | 1.3 | 1.5 | 1.5 | 7 | 2011 |  |  |  | Y | [6 empty] | 180 | 30 | 2 | Y | [5 empty] | Y | 2 | N |  | NJ
60400 | Phantom Solar, LLC | 60774 | Phantom Solar | TX | Bell | GEN1 | OP | Solar Photovoltaic | PV | IPP Non-CHP | 2 | 15.4 | 15.4 | 15.4 | 4 | 2017 |  | Y | [8 empty] | 0 | 0 | 19.6 | [5 empty] | Y | N |  | N |  | TX
60461 | LSDP 11, LLC | 60775 | Deerfield CSG Solar | MA | Franklin | PV1 | OP | Solar Photovoltaic | PV | IPP Non-CHP | 2 | 6 | 6 | 6 | 12 | 2017 |  | Y |  | Y | [6 empty] | 21 | 20 | 6 | Y | [5 empty] | Y | 6 | N |  | MA
60462 | Community Foodbank of NJ | 60776 | Community Foodbank of NJ | NJ | Union | FDBNK | OP | Solar Photovoltaic | PV | IPP Non-CHP | 2 | 1.1 | 1.1 | 1.1 | 8 | 2012 |  |  |  | Y | [6 empty] | 195 | 5 | 1.1 | Y | [5 empty] | N |  | N |  | NJ
60464 | Hew Fulton Farm, LLC | 60778 | Hew Fulton Farm, LLC | NC | Scotland | 1 | OP | Solar Photovoltaic | PV | IPP Non-CHP | 2 | 5 | 5 | 5 | 12 | 2015 |  |  |  | Y | [6 empty] | 200 | 20 | 6.5 |  | Y |  |  |  |  | N |  | N |  | NC
60465 | McGoogan Farm, LLC | 60779 | McGoogan Farm, LLC | NC | Robeson | 1 | OP | Solar Photovoltaic | PV | IPP Non-CHP | 2 | 5 | 5 | 5 | 8 | 2015 |  |  |  | Y | [6 empty] | 180 | 20 | 6.5 |  | Y |  |  |  |  | N |  | N |  | NC
60467 | Royal Wine Corp | 60781 | Royal Wine Corp Solar Power Plant | NJ | Hudson | PV1 | OP | Solar Photovoltaic | PV | Industrial Non-CHP | 6 | 1 | 1 | 1 | 12 | 2011 |  |  |  | Y | [6 empty] | 135 | 10 | 1 | Y | [5 empty] | Y | 1 | N |  | NJ
61060 | Cypress Creek Renewables | 60782 | Barnhill Road Solar, LLC | NC | Pasquotank | 1 | OP | Solar Photovoltaic | PV | IPP Non-CHP | 2 | 3.1 | 3.1 | 3.1 | 12 | 2016 |  |  |  | Y | [6 empty] | 180 | 20 | 3.1 | Y | [5 empty] | N |  | N |  | NCDOM
61060 | Cypress Creek Renewables | 60783 | Leggett Solar, LLC | NC | Edgecombe | 1 | OP | Solar Photovoltaic | PV | IPP Non-CHP | 2 | 5 | 5 | 5 | 12 | 2016 |  | Y | [8 empty] | 180 | 20 | 5 | Y | [5 empty] | N |  | N |  | NCDOM
59462 | Heelstone Energy Holdings, LLC | 60784 | Jersey Holdings | NC | Robeson | PV1 | OP | Solar Photovoltaic | PV | IPP Non-CHP | 2 | 5 | 5 | 5 | 12 | 2017 | [23 empty] | NC
60454 | Williamston Speight Solar, LLC | 60787 | Williamston Speight Solar, LLC | NC | Martin | SPGHT | OP | Solar Photovoltaic | PV | IPP Non-CHP | 2 | 15 | 15 | 15 | 11 | 2016 |  | Y | [8 empty] | 0 | 0 | 20.9 | Y | [5 empty] | N |  | N |  | NCDOM
6455 | Duke Energy Florida, LLC | 60788 | Suwannee Solar Facility | FL | Suwannee | XXXXX | OP | Solar Photovoltaic | PV | Electric Utility | 1 | 8.8 | 8.8 | 8.8 | 11 | 2017 |  |  |  | Y | [6 empty] | 180 | 20 | 14.2 | Y | [5 empty] | N |  | N |  | FL
60455 | PVN Milliken, LLC | 60790 | PVN Milliken, LLC | CA | San Bernardino | PV | OP | Solar Photovoltaic | PV | IPP Non-CHP | 2 | 3 | 3 | 3 | 6 | 2017 |  |  |  | Y | [6 empty] | 180 | 22 | 3.2 | Y | [5 empty] | N |  | N |  | CA
796 | Arizona Electric Pwr Coop Inc | 60791 | SunAnza | CA | Riverside | ANZA1 | OP | Solar Photovoltaic | PV | Electric Utility | 1 | 2 | 2 | 2 | 9 | 2017 |  | N |  | Y | [6 empty] | 180 | 27 | 2.8 | Y | [5 empty] | N |  | N |  | CA
57081 | WGL Energy Systems, Inc | 60795 | Eichtens Solar | MN | Chisago | SO228 | OP | Solar Photovoltaic | PV | IPP Non-CHP | 2 | 3.9 | 3.9 | 3.9 | 12 | 2016 |  |  |  | Y | [6 empty] | 180 | 30 | 4.8 | Y | [5 empty] | N |  | Y | 4.8 | MN
57081 | WGL Energy Systems, Inc | 60796 | Red Wing Solar | MN | Goodhue | SO234 | OP | Solar Photovoltaic | PV | IPP Non-CHP | 2 | 4.9 | 4.9 | 4.9 | 12 | 2016 |  |  |  | Y | [6 empty] | 180 | 30 | 6.1 | Y | [5 empty] | N |  | Y | 6.1 | MN
60478 | South Atlantic Services Inc | 60798 | South Atlantic Services Solar Farm I | NC | New Hanover | PV1 | OP | Solar Photovoltaic | PV | IPP Non-CHP | 2 | 1.6 | 1.6 | 1.6 | 12 | 2013 |  |  |  | Y | [6 empty] | 180 | 20 | 2.1 | Y | [5 empty] | N |  | N |  | NC
60479 | Iron Horse Solar 4, LLC | 60799 | Iron Horse Solar 4, LLC | MA | Middlesex | PV1 | OP | Solar Photovoltaic | PV | IPP Non-CHP | 2 | 4.5 | 4.5 | 4.5 | 6 | 2017 |  |  |  | Y | [6 empty] | 180 | 20 | 5.9 | Y | [5 empty] | N |  | Y | 5.9 | MA
60480 | Catawba Solar LLC | 60800 | Catawba Solar LLC | NC | Rowan | PV1 | OP | Solar Photovoltaic | PV | IPP Non-CHP | 2 | 2 | 2 | 2 | 9 | 2016 |  |  |  | Y | [6 empty] | 180 | 15 | 2.4 | Y | [5 empty] | N |  | N |  | NC
56997 | Marina Energy LLC | 60802 | ACCC Mays Landing | NJ | Atlantic | PV1 | OP | Solar Photovoltaic | PV | IPP Non-CHP | 2 | 1.4 | 1.4 | 1.4 | 11 | 2013 |  | Y | [8 empty] | 160 | 10 | 1.6 | Y | [5 empty] | Y | 1.6 | N |  | NJ
60960 | Deutsche Bank | 60803 | Deutsche Bank- Piscataway Solar | NJ | Middlesex | DBPIS | OP | Solar Photovoltaic | PV | IPP Non-CHP | 2 | 1 | 1 | 0.8 | 3 | 2011 |  |  |  | Y | [6 empty] | 142 | 10 | 1.3 | Y | [5 empty] | Y | 1.3 | N |  | NJ
60961 | Gemini Technologies Services, Inc. | 60804 | Gemini Technologies Services, Inc. Solar | NJ | Morris | DBGAT | OP | Solar Photovoltaic | PV | IPP Non-CHP | 2 | 1.3 | 1.2 | 0.2 | 7 | 2013 |  |  |  | Y | [6 empty] | 118 | 10 | 1.5 | Y | [5 empty] | N |  | N |  | NJ
60483 | Shotco Energy, LLC | 60805 | Beaver Run | NJ | Sussex | BRUN1 | OP | Solar Photovoltaic | PV | IPP Non-CHP | 2 | 7.4 | 7.4 | 7.4 | 9 | 2015 |  |  |  | Y | [6 empty] | 180 | 20 | 10 | Y | [5 empty] | N |  | N |  | NJ
60268 | Hartz Solar LLC | 60806 | North Bergen Solar | NJ | Hudson | PV1 | OP | Solar Photovoltaic | PV | IPP Non-CHP | 2 | 1.6 | 1.7 | 1.1 | 10 | 2016 |  |  |  | Y | [6 empty] | 215 | 10 | 2.1 | Y | [5 empty] | Y | 2.1 | N |  | NJ
58677 | CD US Solar MT1 LLC | 60808 | US Foods Solar | NJ | Middlesex | USFDS | OP | Solar Photovoltaic | PV | IPP Non-CHP | 2 | 6 | 3 | 1 | 8 | 2012 |  |  |  | Y | [6 empty] | 180 | 30 | 8.1 | Y | [5 empty] | Y | 6 | N |  | NJ
60955 | Summit Water Nexus, Mount Holly, LLC | 60809 | Summit Water Nexus Mt. Holly, LLC Solar | NJ | Burlington | MHWWT | OP | Solar Photovoltaic | PV | IPP Non-CHP | 2 | 1 | 1 | 0.3 | 5 | 2013 |  |  |  | Y | [6 empty] | 180 | 25 | 1.1 | Y | [5 empty] | Y | 1 | N |  | NJ
61023 | Sabert Corporation | 60810 | Sabert Solar | NJ | Middlesex | SABER | OP | Solar Photovoltaic | PV | IPP Non-CHP | 2 | 1.8 | 2.1 | 0.3 | 10 | 2011 |  |  |  | Y | [6 empty] | 80 | 1 | 2.1 | Y | [5 empty] | Y | 2.1 | N |  | NJ
60947 | Tesla Inc. | 60815 | Hampshire College | MA | Hampshire | PV1 | OP | Solar Photovoltaic | PV | IPP Non-CHP | 2 | 1.7 | 1.7 | 1.7 | 5 | 2017 |  |  |  | Y | [6 empty] | 180 | 20 | 2.3 | Y | [5 empty] | Y | 2.3 | N |  | MA
60947 | Tesla Inc. | 60815 | Hampshire College | MA | Hampshire | PV2 | OP | Solar Photovoltaic | PV | IPP Non-CHP | 2 | 1.7 | 1.7 | 1.7 | 12 | 2017 |  |  |  | Y | [6 empty] | 180 | 20 | 2.3 | Y | [5 empty] | Y | 2.3 | N |  | MA
61132 | Syncarpha Lexington, LLC | 60816 | Town of Lexington Solar | MA | Middlesex | PV1 | OP | Solar Photovoltaic | PV | IPP Non-CHP | 2 | 1.6 | 1.6 | 1.6 | 5 | 2017 |  |  |  | Y | [6 empty] | 180 | 10 | 2.2 | Y | [5 empty] | N |  | Y | 2.2 | MA
60947 | Tesla Inc. | 60817 | Sullivan County - Adult Care Solar | NY | Sullivan | PV1 | OP | Solar Photovoltaic | PV | IPP Non-CHP | 2 | 2 | 2 | 2 | 5 | 2017 |  |  |  | Y | [6 empty] | 180 | 30 | 2.5 | Y | [5 empty] | Y | 2.5 | N |  | NY
61060 | Cypress Creek Renewables | 60819 | Jefferson-Lewis BOCES Solar | NY | Jefferson | PV1 | OP | Solar Photovoltaic | PV | IPP Non-CHP | 2 | 2 | 2 | 2 | 12 | 2017 | [10 empty] | 180 | 25 | 2.4 | [6 empty] | Y | 2.4 | N |  | NY
60947 | Tesla Inc. | 60820 | Montgomery County Correctional Facility | MD | Montgomery | PV1 | OP | Solar Photovoltaic | PV | IPP Non-CHP | 2 | 1.4 | 1.4 | 1.4 | 11 | 2017 |  |  |  | Y | [6 empty] | 250 | 25 | 2 | Y | [5 empty] | Y | 2 | N |  | MD
60947 | Tesla Inc. | 60821 | Weber State University - Davis Campus PV | UT | Davis | PV1 | OP | Solar Photovoltaic | PV | IPP Non-CHP | 2 | 1.3 | 1.3 | 1.3 | 1 | 2017 |  |  |  | Y | [6 empty] | 180 | 25 | 1.8 | Y | [5 empty] | Y | 1.8 | N |  | UT
60947 | Tesla Inc. | 60822 | Intel - Ocotillo Campus Solar | AZ | Maricopa | PV1 | OP | Solar Photovoltaic | PV | IPP Non-CHP | 2 | 2.8 | 2.8 | 2.8 | 12 | 2017 |  | Y | [8 empty] | 162 | 5 | 4 | Y | [5 empty] | Y | 4 | N |  | AZ
60947 | Tesla Inc. | 60823 | South Sioux City Solar | NE | Dakota | PV1 | OP | Solar Photovoltaic | PV | IPP Non-CHP | 2 | 2.3 | 2.3 | 2.3 | 12 | 2016 |  | Y |  | N | [6 empty] | 180 | 5 | 3.1 | Y | [5 empty] | Y | 3.1 | N |  | NE
60947 | Tesla Inc. | 60824 | Valley Sanitary District WTP Solar | CA | Riverside | PV1 | OP | Solar Photovoltaic | PV | IPP Non-CHP | 2 | 1 | 1 | 1 | 12 | 2016 |  |  |  | Y | [6 empty] | 180 | 20 | 1.1 | Y | [5 empty] | Y | 1.1 | N |  | CA
60486 | Webster Holdco LLC | 60830 | Webster Holdco Solar CSG | MN | Rice | WEBST | OP | Solar Photovoltaic | PV | IPP Non-CHP | 2 | 5 | 5 | 5 | 7 | 2017 |  |  |  | Y | [6 empty] | 180 | 30 | 6.7 | Y | [5 empty] | N |  | Y | 6.7 | MN
60501 | Farmington Holdco LLC | 60832 | Farmington Holdco Solar | MN | Dakota | FARMI | OP | Solar Photovoltaic | PV | IPP Non-CHP | 2 | 5 | 5 | 5 | 2 | 2017 |  |  |  | Y | [6 empty] | 180 | 30 | 6.2 | Y | [5 empty] | N |  | N |  | MN
60485 | Dodge Holdco LLC | 60833 | Dodge Holdco Solar | MN | Dodge | DODGE | OP | Solar Photovoltaic | PV | IPP Non-CHP | 2 | 5 | 5 | 5 | 7 | 2017 |  |  |  | Y | [6 empty] | 180 | 30 | 6.1 | Y | [5 empty] | N |  | Y | 6.1 | MN
60488 | Hwy 14 Holdco, LLC | 60834 | Hwy 14 Holdco Solar CSG | MN | Olmsted | HWY14 | OP | Solar Photovoltaic | PV | IPP Non-CHP | 2 | 5 | 5 | 5 | 7 | 2017 |  |  |  | Y | [6 empty] | 180 | 30 | 6.7 | Y | [5 empty] | N |  | Y | 6.7 | MN
60490 | Pine Island Holdco, LLC | 60835 | Pine Island Solar CSG | MN | Olmsted | PINEI | OP | Solar Photovoltaic | PV | IPP Non-CHP | 2 | 3.9 | 3.9 | 3.9 | 2 | 2017 |  |  |  | Y | [6 empty] | 180 | 30 | 3.9 | Y | [5 empty] | N |  | Y | 2.9 | MN
60489 | Big Lake Holdco LLC | 60836 | Big Lake Holdco Solar CSG | MN | Sherburne | BLAKE | OP | Solar Photovoltaic | PV | IPP Non-CHP | 2 | 5 | 5 | 5 | 9 | 2017 |  |  |  | Y | [6 empty] | 180 | 25 | 6.9 | Y | [5 empty] | N |  | Y | 6.9 | MN
60491 | Forest Lake Holdco LLC | 60837 | Forest Lake Solar CSG | MN | Washington | FORES | OP | Solar Photovoltaic | PV | IPP Non-CHP | 2 | 5 | 5 | 5 | 7 | 2017 |  |  |  | Y | [6 empty] | 180 | 30 | 6.5 | Y | [5 empty] | N |  | Y | 6.5 | MN
60487 | Wabasha Holdco LLC | 60838 | Wabasha Holdco Solar CSG | MN | Wabasha | WABAS | OP | Solar Photovoltaic | PV | IPP Non-CHP | 2 | 3 | 3 | 3 | 3 | 2017 |  |  |  | Y | [6 empty] | 180 | 25 | 4.1 | Y | [5 empty] | N |  | Y | 4.1 | MN
60993 | Goya Foods Inc. | 60839 | Goya Foods, Inc- Jersey City Solar | NJ | Hudson | PV1 | OP | Solar Photovoltaic | PV | IPP Non-CHP | 2 | 2.5 | 2.5 | 2.5 | 7 | 2015 |  |  |  | Y | [6 empty] | 157 | 10 | 3.5 | Y | [5 empty] | Y | 3.5 | N |  | NJ
60993 | Goya Foods Inc. | 60840 | Goya Foods, Inc- Secaucus Solar | NJ | Hudson | PV1 | OP | Solar Photovoltaic | PV | IPP Non-CHP | 2 | 1.6 | 1.6 | 1.6 | 3 | 2016 |  |  |  | Y | [6 empty] | 166 | 5 | 2.1 | Y | [5 empty] | Y | 2.1 | N |  | NJ
60989 | Prudential Insurance Company of America (NJ) | 60841 | Prudential 55 Livingston Roseland Solar | NJ | Essex | PV1 | OP | Solar Photovoltaic | PV | IPP Non-CHP | 2 | 1.2 | 1.2 | 1.2 | 1 | 2013 |  |  |  | Y | [6 empty] | 205 | 10 | 1.6 | Y | [5 empty] | N |  | N |  | NJ
60989 | Prudential Insurance Company of America (NJ) | 60842 | Prudential 80 Livingston Roseland Solar | NJ | Essex | PV1 | OP | Solar Photovoltaic | PV | IPP Non-CHP | 2 | 1.7 | 1.7 | 1.7 | 12 | 2013 |  |  |  | Y | [6 empty] | 202 | 10 | 2.3 | Y | [5 empty] | N |  | N |  | NJ
16380 | RTC Properties Inc | 60843 | River Terminal Development Solar | NJ | Hudson | RTD1 | OP | Solar Photovoltaic | PV | Commercial Non-CHP | 4 | 0.5 | 0.5 | 0.5 | 6 | 2006 |  |  |  | Y | [6 empty] | 202 | 5 | 0.6 | Y | [5 empty] | Y | 0.6 | N |  | NJ
16380 | RTC Properties Inc | 60843 | River Terminal Development Solar | NJ | Hudson | RTD2 | OP | Solar Photovoltaic | PV | Commercial Non-CHP | 4 | 0.6 | 0.6 | 0.6 | 12 | 2009 |  |  |  | Y | [6 empty] | 202 | 5 | 0.7 | Y | [5 empty] | Y | 0.7 | N |  | NJ
16380 | RTC Properties Inc | 60843 | River Terminal Development Solar | NJ | Hudson | RTD3 | OP | Solar Photovoltaic | PV | Commercial Non-CHP | 4 | 0.2 | 0.2 | 0.2 | 5 | 2011 |  |  |  | Y | [6 empty] | 202 | 10 | 0.2 | Y | [5 empty] | Y | 0.2 | N |  | NJ
16380 | RTC Properties Inc | 60843 | River Terminal Development Solar | NJ | Hudson | RTD4 | OP | Solar Photovoltaic | PV | Commercial Non-CHP | 4 | 1 | 1 | 1 | 9 | 2011 |  |  |  | Y | [6 empty] | 202 | 10 | 1 | Y | [5 empty] | Y | 1 | N |  | NJ
16380 | RTC Properties Inc | 60843 | River Terminal Development Solar | NJ | Hudson | RTD5 | OP | Solar Photovoltaic | PV | Commercial Non-CHP | 4 | 0.4 | 0.4 | 0.4 | 10 | 2016 |  |  |  | Y | [6 empty] | 202 | 10 | 0.5 | Y | [5 empty] | Y | 0.5 | N |  | NJ
60947 | Tesla Inc. | 60844 | Genentech Vacaville Meter #1 | CA | Solano | PV1 | OP | Solar Photovoltaic | PV | IPP Non-CHP | 2 | 3.8 | 3.8 | 3.8 | 5 | 2017 |  | N |  | Y | [6 empty] | 180 | 25 | 5 | Y | [5 empty] | Y | 5 | N |  | CA
60947 | Tesla Inc. | 60844 | Genentech Vacaville Meter #1 | CA | Solano | PV2 | OP | Solar Photovoltaic | PV | IPP Non-CHP | 2 | 2.3 | 2.3 | 2.3 | 5 | 2017 |  | Y | [8 empty] | 180 | 25 | 4 | Y | [5 empty] | Y | 4 | N |  | CA
60947 | Tesla Inc. | 60847 | Garrett County - DPU Treatment Plant | MD | Garrett | PV1 | OP | Solar Photovoltaic | PV | IPP Non-CHP | 2 | 1.2 | 1.2 | 1.2 | 5 | 2017 |  |  |  | Y | [6 empty] | 180 | 20 | 1.7 | Y | [5 empty] | Y | 1.7 | N |  | MD
60508 | UGI Energy Services, LLC | 60848 | Temple Solar Arrays | PA | Berks | 51599 | OP | Solar Photovoltaic | PV | IPP Non-CHP | 2 | 2.2 | 2.2 | 2.2 | 5 | 2011 |  | Y | [8 empty] | 25 | 25 | 2.5 | Y | [5 empty] | Y | 2.2 | N |  | PA
60508 | UGI Energy Services, LLC | 60849 | Emmitsburg Solar Arrays | MD | Frederick | 87353 | OP | Solar Photovoltaic | PV | IPP Non-CHP | 2 | 1.7 | 1.7 | 1.7 | 4 | 2014 |  |  |  | Y | [6 empty] | 172 | 25 | 2.4 | Y | [5 empty] | Y | 2.4 | N |  | MD
61561 | CCC Solar Holdings LLC | 60851 | Curtis Hill Solar | MA | Worcester | PV1 | OP | Solar Photovoltaic | PV | IPP Non-CHP | 2 | 2 | 1.9 | 1.9 | 10 | 2016 |  |  |  | Y | [7 empty] | 25 | 2.9 | Y | [5 empty] | N |  | Y | 2.9 | MA
61561 | CCC Solar Holdings LLC | 60852 | Depot Hill Solar | MA | Worcester | PV1 | OP | Solar Photovoltaic | PV | IPP Non-CHP | 2 | 2 | 1.9 | 1.9 | 10 | 2016 |  |  |  | Y | [6 empty] | 0 | 25 | 2.9 | Y | [5 empty] | N |  | Y | 2.9 | MA
60511 | SR Houston Holdings, LLC | 60853 | SR Houston | MS | Chickasaw | HOUST | OP | Solar Photovoltaic | PV | IPP Non-CHP | 2 | 3.1 | 3.1 | 3.1 | 12 | 2016 |  |  |  | Y | [6 empty] | 180 | 15 | 3.9 |  |  |  | Y |  |  | N |  | N |  | MS
60513 | Bird Machine Solar Farm, LLC | 60854 | Bird Machine Solar Farm | MA | Norfolk | BRDMA | OP | Solar Photovoltaic | PV | IPP Non-CHP | 2 | 4.6 | 4.6 | 4.6 | 8 | 2017 |  |  |  | Y | [6 empty] | 180 | 25 | 4.6 | Y | [5 empty] | N |  | Y | 4.6 | MA
60514 | Iron Horse Solar 1, LLC | 60855 | Iron Horse Solar I CSG | MA | Middlesex | DOW | OP | Solar Photovoltaic | PV | IPP Non-CHP | 2 | 2.9 | 2.9 | 2.9 | 12 | 2016 |  |  |  | Y | [6 empty] | 180 | 20 | 3.7 | Y | [5 empty] | N |  | Y | 3.7 | MA
60516 | NES Rutgers LLC | 60857 | NES Rutgers Solar | NJ | Ocean | LKWD1 | OP | Solar Photovoltaic | PV | Industrial Non-CHP | 6 | 1 | 1 | 1 | 10 | 2012 |  |  |  | Y | [6 empty] | 212 | 10 | 1.4 | Y | [5 empty] | Y | 1.4 | N |  | NJ
60517 | 126 Grove Solar LLC | 60858 | 126 Grove Solar LLC | MA | Norfolk | PV1 | OP | Solar Photovoltaic | PV | IPP Non-CHP | 2 | 2 | 2 | 2 | 6 | 2012 |  |  |  | Y | [6 empty] | 183 | 5 | 2.2 | Y | [5 empty] | N |  | Y | 2.2 | MA
60520 | SoCore Energy LLC | 60860 | VEC Alburgh Array | VT | Grand Isle | PV1 | OP | Solar Photovoltaic | PV | IPP Non-CHP | 2 | 1 | 1 | 1 | 12 | 2016 |  | N |  | Y | [6 empty] | 180 | 25 | 1.2 | Y | [5 empty] | N |  | N |  | VT
60518 | California PV Energy 2, LLC | 60861 | Dept of General Services -FTB | CA | Sacramento | PV1 | OP | Solar Photovoltaic | PV | IPP Non-CHP | 2 | 2.7 | 2.7 | 2.7 | 7 | 2017 |  |  |  | Y | [6 empty] | 180 | 12 | 3.4 | Y | [5 empty] | Y | 3.4 | N |  | CA
5580 | East Kentucky Power Coop, Inc | 60863 | Cooperative Solar One | KY | Clark | PV1 | OP | Solar Photovoltaic | PV | Electric Utility | 1 | 8.5 | 8.5 | 8.5 | 11 | 2017 |  | Y | [8 empty] | 180 | 25 | 10.7 | Y | [5 empty] | N |  | N |  | KY
60505 | Kokomo Solar 1, LLC | 60864 | Kokomo Solar 1, LLC | IN | Howard | PV1 | OP | Solar Photovoltaic | PV | IPP Non-CHP | 2 | 5.4 | 5.4 | 5.4 | 12 | 2016 |  |  |  | Y | [6 empty] | 180 | 30 | 7 | Y | [5 empty] | N |  | N |  | IN
60484 | Bashaw Solar 1, LLC | 60866 | Bashaw Solar CSG 1, LLC | MA | Essex | 4MID | OP | Solar Photovoltaic | PV | IPP Non-CHP | 2 | 2 | 2 | 2 | 4 | 2017 |  |  |  | Y | [6 empty] | 180 | 20 | 2.4 | Y | [5 empty] | N |  | N |  | MA
59232 | Kearsarge Solar LLC | 60867 | Kearsarge Southwick LLC | MA | Hampden | SOU | OP | Solar Photovoltaic | PV | IPP Non-CHP | 2 | 3.3 | 3.3 | 3.3 | 3 | 2015 |  |  |  | Y | [6 empty] | 180 | 35 | 4.9 | Y | [5 empty] | N |  | Y | 4.9 | MA
60525 | Solar Star California, XLIV, LLC | 60869 | Solar Star California, XLIV, LLC | CA | Los Angeles | PB1 | OP | Solar Photovoltaic | PV | IPP Non-CHP | 2 | 9.5 | 9.5 | 9.5 | 12 | 2016 |  | Y | [8 empty] | 0 | 0 | 11.9 | Y | [5 empty] | N |  | N |  | CA
7601 | Green Mountain Power Corp | 60874 | GMP Solar - Hartford | VT | Windsor | GMPSH | OP | Solar Photovoltaic | PV | Electric Utility | 1 | 5 | 5 | 5 | 12 | 2016 |  |  |  | Y | [6 empty] | 180 | 21 | 5 | Y | [5 empty] | N |  | N |  | VT
7601 | Green Mountain Power Corp | 60875 | GMP Solar - Williston | VT | Chittenden | GMPSW | OP | Solar Photovoltaic | PV | Electric Utility | 1 | 4.7 | 4.7 | 4.7 | 11 | 2016 |  |  |  | Y | [6 empty] | 180 | 20 | 4.7 | Y | [5 empty] | N |  | N |  | VT
3258 | Central Iowa Power Cooperative | 60876 | Eastern Iowa Solar | IA | Muscatine | EIS1 | OP | Solar Photovoltaic | PV | Electric Utility | 1 | 1.8 | 1.8 | 1.8 | 11 | 2016 |  |  |  | Y | [6 empty] | 180 | 30 | 2.3 | Y | [5 empty] | N |  | N |  | IA
7601 | Green Mountain Power Corp | 60877 | GMP Solar - Williamstown | VT | Orange | GMPSN | OP | Solar Photovoltaic | PV | Electric Utility | 1 | 5 | 5 | 5 | 12 | 2016 |  |  |  | Y | [6 empty] | 180 | 21 | 5 | Y | [5 empty] | N |  | N |  | VT
60529 | Sutton Solar, LLC | 60878 | Sutton Solar CSG | MA | Worcester | 54508 | OP | Solar Photovoltaic | PV | IPP Non-CHP | 2 | 1.9 | 1.9 | 1.6 | 11 | 2016 |  | Y | [8 empty] | 180 | 25 | 1.9 | Y | [5 empty] | N |  | Y | 1.9 | MA
60530 | Nexamp Peak, LLC | 60879 | Nexamp Peak CSG | MA | Berkshire | 02731 | OP | Solar Photovoltaic | PV | IPP Non-CHP | 2 | 2 | 1.7 | 1.2 | 12 | 2015 |  |  |  | Y | [6 empty] | 202 | 22 | 1.7 | Y | [5 empty] | N |  | Y | 1.7 | MA
60911 | Town of Stafford, CT | 60880 | Stafford MS Ground Mount | CT | Tolland | MS1 | OP | Solar Photovoltaic | PV | IPP Non-CHP | 2 | 1 | 1 | 1 | 7 | 2016 |  |  |  | Y | [6 empty] | 180 | 20 | 1.3 | Y | [5 empty] | Y | 0.9 | Y | 0.4 | CT
60911 | Town of Stafford, CT | 60880 | Stafford MS Ground Mount | CT | Tolland | MS2 | OP | Solar Photovoltaic | PV | IPP Non-CHP | 2 | 1 | 1 | 1 | 7 | 2016 |  |  |  | Y | [6 empty] | 180 | 20 | 1.3 | Y | [5 empty] | Y | 0.1 | Y | 1.2 | CT
60532 | Bernhardt Furniture Company | 60881 | Bernhardt Furniture Solar Farm | NC | Caldwell | BERN4 | OP | Solar Photovoltaic | PV | IPP Non-CHP | 2 | 1.1 | 1 | 0.8 | 12 | 2015 |  |  |  | Y | [6 empty] | 193.3 | 10 | 1 | Y | [5 empty] | N |  | N |  | NC
60639 | AEP Renewables | 60885 | Boulder Solar II, LLC | NV | Clark | BSII | OP | Solar Photovoltaic | PV | IPP Non-CHP | 2 | 50 | 50 | 50 | 1 | 2017 |  | Y | [8 empty] | 0 | 0 | 50 | Y | [5 empty] | N |  | N |  | NV
60536 | Pavant Solar III LLC | 60886 | Pavant Solar III | UT | Millard | PSIII | OP | Solar Photovoltaic | PV | IPP Non-CHP | 2 | 20 | 20 | 20 | 12 | 2016 |  | Y | [8 empty] | 0 | 0 | 25.8 | Y | [5 empty] | N |  | N |  | UT
60520 | SoCore Energy LLC | 60887 | Sauk DPC Solar | WI | Vernon | PV1 | OP | Solar Photovoltaic | PV | IPP Non-CHP | 2 | 1 | 1 | 1 | 1 | 2017 |  | Y | [8 empty] | 0 | 0 | 1.2 | Y | [5 empty] | N |  | N |  | WI
60520 | SoCore Energy LLC | 60888 | Lafayette DPC Solar | WI | Chippewa | PV1 | OP | Solar Photovoltaic | PV | IPP Non-CHP | 2 | 1 | 1 | 1 | 6 | 2017 |  | Y | [8 empty] | 180 |  | 1.2 | Y | [5 empty] | N |  | N |  | WI
60520 | SoCore Energy LLC | 60889 | Conrath DPC Solar | WI | Rusk | PV1 | OP | Solar Photovoltaic | PV | IPP Non-CHP | 2 | 1 | 1 | 1 | 6 | 2017 |  | Y | [8 empty] | 180 |  | 1.2 | Y | [5 empty] | N |  | N |  | WI
60520 | SoCore Energy LLC | 60890 | Warren DPC Solar | WI | St Croix | PV1 | OP | Solar Photovoltaic | PV | IPP Non-CHP | 2 | 2.2 | 2.2 | 2.2 | 5 | 2017 |  | Y | [8 empty] | 180 | 60 | 2.9 | Y | [5 empty] | N |  | N |  | WI
60520 | SoCore Energy LLC | 60891 | Liberty Pole DPC Solar | WI | Vernon | PV1 | OP | Solar Photovoltaic | PV | IPP Non-CHP | 2 | 1.1 | 1.1 | 1.1 | 5 | 2017 |  | Y | [8 empty] | 180 |  | 1.6 | Y | [5 empty] | N |  | N |  | WI
60520 | SoCore Energy LLC | 60892 | Downsville DPC Solar | WI | Dunn | PV1 | OP | Solar Photovoltaic | PV | IPP Non-CHP | 2 | 1 | 1 | 1 | 2 | 2017 |  | Y | [8 empty] | 180 |  | 1.4 | Y | [5 empty] | N |  | N |  | WI
60520 | SoCore Energy LLC | 60893 | Mt. Hope DPC Solar | WI | Grant | PV1 | OP | Solar Photovoltaic | PV | IPP Non-CHP | 2 | 1 | 1 | 1 | 1 | 2017 |  | Y | [8 empty] | 180 |  | 1.5 | Y | [5 empty] | N |  | N |  | WI
60520 | SoCore Energy LLC | 60894 | Medford DPC Solar | WI | Taylor | PV1 | OP | Solar Photovoltaic | PV | IPP Non-CHP | 2 | 2 | 2 | 2 | 2 | 2017 |  | Y | [8 empty] | 180 |  | 2.5 | Y | [5 empty] | N |  | N |  | WI
60520 | SoCore Energy LLC | 60895 | Whistling Winds DPC Solar | WI | Juneau | PV1 | OP | Solar Photovoltaic | PV | IPP Non-CHP | 2 | 1.5 | 1.5 | 1.5 | 6 | 2017 |  | Y | [8 empty] | 180 |  | 2.1 | Y | [5 empty] | N |  | N |  | WI
60471 | Mt. Tom Solar, LLC | 60906 | Mt. Tom Solar Project | MA | Hampden | PV1 | OP | Solar Photovoltaic | PV | IPP Non-CHP | 2 | 4.5 | 4.5 | 4.5 | 1 | 2017 |  |  |  | Y | [6 empty] | 180 | 25 | 4.5 | Y | [5 empty] | N |  | N |  | MA
60541 | Ameresco Glendale Road Solar PV LLC | 60908 | Northampton Landfill Solar PV | MA | Hampshire | 62380 | OP | Solar Photovoltaic | PV | IPP Non-CHP | 2 | 2.4 | 2.4 | 2.4 | 11 | 2017 |  |  |  | Y | [6 empty] | 180 | 20 | 2.4 | Y | [5 empty] | N |  | Y | 2.4 | MA
60166 | Materials Innovation Recycling Authority | 60909 | Hartford Landfill Solar EGF | CT | Hartford | PV1 | OP | Solar Photovoltaic | PV | IPP Non-CHP | 2 | 1 | 1 | 1 | 6 | 2014 |  |  |  | Y | [6 empty] | 180 | 30 | 1.2 | Y | [5 empty] | Y | 1.2 | N |  | CT
60571 | AEP Onsite Partners | 60912 | Cold River Road Solar | VT | Rutland | PV1 | OP | Solar Photovoltaic | PV | IPP Non-CHP | 2 | 2.3 | 2.3 | 2.3 | 12 | 2016 |  | Y | [8 empty] | 180 | 15 | 2.3 | Y | [5 empty] | N |  | N |  | VT
60571 | AEP Onsite Partners | 60913 | Ohio Northern University Solar Site | OH | Hardin | PV1 | OP | Solar Photovoltaic | PV | IPP Non-CHP | 2 | 2 | 1.7 | 1.7 | 12 | 2016 |  | Y | [8 empty] | 0 | 0 | 2.1 |  | Y |  |  |  |  | N |  | N |  | OH
60991 | Westmont Solar, LLC | 60914 | Westmont 300B | CA | Los Angeles | W5328 | OP | Solar Photovoltaic | PV | IPP Non-CHP | 2 | 3 | 2.3 | 1.5 | 12 | 2016 |  |  |  | Y | [6 empty] | 190 | 30 | 3.3 | Y | [5 empty] | N |  | N |  | CA
58468 | Dominion Renewable Energy | 60915 | Correctional Solar LLC | VA | New Kent | PV1 | OP | Solar Photovoltaic | PV | IPP Non-CHP | 2 | 20 | 20 | 20 | 12 | 2017 |  | Y | [8 empty] | 180 | 45 | 22.9 | Y | [5 empty] | N |  | N |  | VA
58468 | Dominion Renewable Energy | 60916 | Sappony Solar LLC | VA | Sussex | PV1 | OP | Solar Photovoltaic | PV | IPP Non-CHP | 2 | 20 | 20 | 20 | 11 | 2017 |  | Y | [8 empty] | 180 | 45 | 28.3 | Y | [5 empty] | N |  | N |  | VA
58468 | Dominion Renewable Energy | 60917 | Buckingham Solar LLC | VA | Buckingham | PV1 | OP | Solar Photovoltaic | PV | IPP Non-CHP | 2 | 19.8 | 19.8 | 19.8 | 11 | 2017 |  | Y | [8 empty] | 180 | 45 | 22.7 | Y | [5 empty] | N |  | N |  | VA
60573 | Oak Leaf Solar V LLC | 60919 | Shakopee Met Council WTP | MN | Scott | SHAK | OP | Solar Photovoltaic | PV | IPP Non-CHP | 2 | 1.3 | 1.3 | 1.3 | 3 | 2016 |  |  |  | Y | [6 empty] | 180 | 25 | 1.6 | Y | [5 empty] | N |  | N |  | MN
61060 | Cypress Creek Renewables | 60920 | Viper Solar | NC | Cumberland | PV1 | OP | Solar Photovoltaic | PV | IPP Non-CHP | 2 | 2 | 2 | 2 | 11 | 2017 | [23 empty] | NC
61060 | Cypress Creek Renewables | 60921 | Scarlet Solar | NC | Lenoir | PV1 | OP | Solar Photovoltaic | PV | IPP Non-CHP | 2 | 2 | 2 | 2 | 9 | 2017 |  |  |  | Y | [6 empty] | 180 | 20 | 2.8 | Y | [5 empty] | N |  | N |  | NC
61060 | Cypress Creek Renewables | 60922 | Ruskin Solar | NC | Wayne | PV1 | OP | Solar Photovoltaic | PV | IPP Non-CHP | 2 | 2 | 2 | 2 | 11 | 2017 | [23 empty] | NC
60571 | AEP Onsite Partners | 60923 | Clyde Solar Array | OH | Sandusky | PV1 | OP | Solar Photovoltaic | PV | IPP Non-CHP | 2 | 2.8 | 2.8 | 0.7 | 6 | 2016 |  | Y |  | N | [6 empty] | 0 | 0 | 3.7 | Y | [5 empty] | N |  | N |  | OH
14289 | Ozarks Electric Coop Corp - (AR) | 60924 | Ozarks Natural Energy | AR | Washington | GEN1 | OP | Solar Photovoltaic | PV | Electric Utility | 1 | 1 | 1 | 1 | 4 | 2016 | Y |  |  | Y | [6 empty] | 270 | 26 | 1.7 | Y | [5 empty] | Y | 0.9 | Y | 0.1 | AR
59462 | Heelstone Energy Holdings, LLC | 60929 | Red Oak Solar Farm, LLC | NC | Nash | RDOAK | OP | Solar Photovoltaic | PV | IPP Non-CHP | 2 | 5 | 4.9 | 4.9 | 12 | 2016 |  |  |  | Y | [6 empty] | 180 | 20 | 6.9 | Y | [5 empty] | N |  | N |  | NC
60581 | Dublin Solar I, LLC | 60930 | Dublin Solar I | GA | Laurens | DUBL1 | OP | Solar Photovoltaic | PV | IPP Non-CHP | 2 | 4.1 | 4.1 | 4.1 | 4 | 2015 |  | Y | [8 empty] | 0 | 0 | 4.1 | Y | [5 empty] | N |  | N |  | GA
60520 | SoCore Energy LLC | 60935 | GRE Marshan Solar | MN | Dakota | PV1 | OP | Solar Photovoltaic | PV | IPP Non-CHP | 2 | 1 | 1 | 1 | 11 | 2017 |  |  |  | Y | [6 empty] | 180 | 25 | 1.2 | Y | [5 empty] | N |  | N |  | MN
60587 | Antlia Community Solar | 60937 | Antlia Community Solar | MN | Pipestone | IACS1 | OP | Solar Photovoltaic | PV | IPP Non-CHP | 2 | 1 | 0.9 | 0.9 | 9 | 2017 |  |  |  | Y | [6 empty] | 185 | 35 | 1.3 |  | Y |  |  |  |  | N |  | Y | 0.9 | MN
60587 | Antlia Community Solar | 60937 | Antlia Community Solar | MN | Pipestone | IACS2 | OP | Solar Photovoltaic | PV | IPP Non-CHP | 2 | 1 | 0.9 | 0.9 | 9 | 2017 |  |  |  | Y | [6 empty] | 185 | 35 | 1.3 |  | Y |  |  |  |  | N |  | Y | 0.9 | MN
60588 | Aries Community Solar | 60938 | Aries Community Solar | MN | Dodge | AACS1 | OP | Solar Photovoltaic | PV | IPP Non-CHP | 2 | 1 | 0.9 | 0.9 | 10 | 2017 |  | N |  | Y | [6 empty] | 185 | 35 | 0.9 |  | Y |  |  |  |  | N |  | Y | 0.9 | MN
60588 | Aries Community Solar | 60938 | Aries Community Solar | MN | Dodge | AACS2 | OP | Solar Photovoltaic | PV | IPP Non-CHP | 2 | 1 | 0.9 | 0.9 | 10 | 2017 |  | N |  | Y | [6 empty] | 185 | 35 | 0.9 |  | Y |  |  |  |  | N |  | Y | 0.9 | MN
60588 | Aries Community Solar | 60938 | Aries Community Solar | MN | Dodge | AACS3 | OP | Solar Photovoltaic | PV | IPP Non-CHP | 2 | 1 | 0.9 | 0.9 | 10 | 2017 |  |  |  | Y | [6 empty] | 185 | 35 | 0.9 |  | Y |  |  |  |  | N |  | Y | 0.9 | MN
60588 | Aries Community Solar | 60938 | Aries Community Solar | MN | Dodge | AACS4 | OP | Solar Photovoltaic | PV | IPP Non-CHP | 2 | 1 | 0.9 | 0.9 | 10 | 2017 |  |  |  | Y | [6 empty] | 185 | 35 | 0.9 |  | Y |  |  |  |  | N |  | Y | 0.9 | MN
60589 | Centaurus Community Solar | 60939 | Centaurus Community Solar | MN | Chippewa | KCCS1 | OP | Solar Photovoltaic | PV | IPP Non-CHP | 2 | 1 | 0.9 | 0.9 | 9 | 2017 |  |  |  | Y | [6 empty] | 185 | 35 | 0.9 |  | Y |  |  |  |  | X |  | Y | 0.9 | MN
60589 | Centaurus Community Solar | 60939 | Centaurus Community Solar | MN | Chippewa | KCCS2 | OP | Solar Photovoltaic | PV | IPP Non-CHP | 2 | 1 | 0.9 | 0.9 | 9 | 2017 |  |  |  | Y | [6 empty] | 185 | 35 | 0.9 |  | Y |  |  |  |  | X |  | Y | 0.9 | MN
60590 | Gemini Community Solar | 60940 | Gemini Community Solar | MN | Washington | LGCS1 | OP | Solar Photovoltaic | PV | IPP Non-CHP | 2 | 1 | 0.9 | 0.9 | 9 | 2017 |  |  |  | Y | [6 empty] | 185 | 35 | 0.9 |  | Y |  |  |  |  | X |  | Y | 0.9 | MN
60590 | Gemini Community Solar | 60940 | Gemini Community Solar | MN | Washington | LGCS2 | OP | Solar Photovoltaic | PV | IPP Non-CHP | 2 | 1 | 0.9 | 0.9 | 9 | 2017 |  |  |  | Y | [6 empty] | 185 | 35 | 0.9 |  | Y |  |  |  |  | X |  | Y | 0.9 | MN
60590 | Gemini Community Solar | 60940 | Gemini Community Solar | MN | Washington | LGCS3 | OP | Solar Photovoltaic | PV | IPP Non-CHP | 2 | 1 | 0.9 | 0.9 | 9 | 2017 |  |  |  | Y | [6 empty] | 185 | 35 | 0.9 |  | Y |  |  |  |  | X |  | Y | 0.9 | MN
60591 | Mapleton Community Solar | 60941 | Mapleton Community Solar | MN | Blue Earth | DMCS1 | OP | Solar Photovoltaic | PV | IPP Non-CHP | 2 | 1 | 0.9 | 0.9 | 6 | 2017 |  |  |  | Y | [6 empty] | 185 | 35 | 0.9 |  | Y |  |  |  |  | X |  | Y | 0.9 | MN
60591 | Mapleton Community Solar | 60941 | Mapleton Community Solar | MN | Blue Earth | DMCS2 | OP | Solar Photovoltaic | PV | IPP Non-CHP | 2 | 1 | 0.9 | 0.9 | 6 | 2017 |  |  |  | Y | [6 empty] | 185 | 35 | 0.9 |  | Y |  |  |  |  | X |  | Y | 0.9 | MN
60591 | Mapleton Community Solar | 60941 | Mapleton Community Solar | MN | Blue Earth | DMCS3 | OP | Solar Photovoltaic | PV | IPP Non-CHP | 2 | 1 | 0.9 | 0.9 | 6 | 2017 |  |  |  | Y | [6 empty] | 185 | 35 | 0.9 |  | Y |  |  |  |  | X |  | Y | 0.9 | MN
60592 | Morgan Community Solar | 60942 | Morgan Community Solar | MN | Redwood | BMCS1 | OP | Solar Photovoltaic | PV | IPP Non-CHP | 2 | 1 | 0.9 | 0.9 | 4 | 2017 |  |  |  | Y | [6 empty] | 185 | 35 | 0.9 |  | Y |  |  |  |  | X |  | Y | 0.9 | MN
60592 | Morgan Community Solar | 60942 | Morgan Community Solar | MN | Redwood | BMCS2 | OP | Solar Photovoltaic | PV | IPP Non-CHP | 2 | 1 | 0.9 | 0.9 | 4 | 2017 |  |  |  | Y | [6 empty] | 185 | 35 | 0.9 |  | Y |  |  |  |  | X |  | Y | 0.9 | MN
60592 | Morgan Community Solar | 60942 | Morgan Community Solar | MN | Redwood | BMCS3 | OP | Solar Photovoltaic | PV | IPP Non-CHP | 2 | 1 | 0.9 | 0.9 | 4 | 2017 |  |  |  | Y | [6 empty] | 185 | 35 | 0.9 |  | Y |  |  |  |  | X |  | Y | 0.9 | MN
60593 | Spica Community Solar | 60943 | Spica Community Solar | MN | Kandiyohi | MSCS1 | OP | Solar Photovoltaic | PV | IPP Non-CHP | 2 | 1 | 0.9 | 0.9 | 8 | 2017 |  |  |  | Y | [6 empty] | 185 | 35 | 0.9 |  | Y |  |  |  |  | X |  | Y | 0.9 | MN
60593 | Spica Community Solar | 60943 | Spica Community Solar | MN | Kandiyohi | MSCS2 | OP | Solar Photovoltaic | PV | IPP Non-CHP | 2 | 1 | 0.9 | 0.9 | 8 | 2017 |  |  |  | Y | [6 empty] | 185 | 35 | 0.9 |  | Y |  |  |  |  | X |  | Y | 0.9 | MN
60594 | Vega Community Solar | 60944 | Vega Community Solar | MN | Pope | NVCS1 | OP | Solar Photovoltaic | PV | IPP Non-CHP | 2 | 1 | 0.9 | 0.9 | 10 | 2017 |  |  |  | Y | [6 empty] | 185 | 35 | 0.9 |  | Y |  |  |  |  | X |  | Y | 0.9 | MN
60594 | Vega Community Solar | 60944 | Vega Community Solar | MN | Pope | NVCS2 | OP | Solar Photovoltaic | PV | IPP Non-CHP | 2 | 1 | 0.9 | 0.9 | 10 | 2017 |  |  |  | Y | [6 empty] | 185 | 35 | 0.9 |  | Y |  |  |  |  | X |  | Y | 0.9 | MN
60594 | Vega Community Solar | 60944 | Vega Community Solar | MN | Pope | NVCS3 | OP | Solar Photovoltaic | PV | IPP Non-CHP | 2 | 1 | 0.9 | 0.9 | 10 | 2017 |  |  |  | Y | [6 empty] | 185 | 35 | 0.9 |  | Y |  |  |  |  | X |  | Y | 0.9 | MN
60594 | Vega Community Solar | 60944 | Vega Community Solar | MN | Pope | NVCS4 | OP | Solar Photovoltaic | PV | IPP Non-CHP | 2 | 1 | 0.9 | 0.9 | 10 | 2017 |  |  |  | Y | [6 empty] | 185 | 35 | 0.9 |  | Y |  |  |  |  | X |  | Y | 0.9 | MN
60594 | Vega Community Solar | 60944 | Vega Community Solar | MN | Pope | NVCS5 | OP | Solar Photovoltaic | PV | IPP Non-CHP | 2 | 1 | 0.9 | 0.9 | 10 | 2017 |  |  |  | Y | [6 empty] | 185 | 35 | 0.9 |  | Y |  |  |  |  | X |  | Y | 0.9 | MN
60595 | Spartan PV 1, LLC | 60945 | Spartan PV 1, LLC | MI | Ingham | PV1 | OP | Solar Photovoltaic | PV | IPP Non-CHP | 2 | 10.5 | 10.5 | 10.5 | 12 | 2017 |  |  |  | Y | [6 empty] | 180 | 7 | 13.5 | Y | [5 empty] | N |  | N |  | MI
60639 | AEP Renewables | 60947 | Jacumba Solar Farm | CA | San Diego | Q644A | OP | Solar Photovoltaic | PV | IPP Non-CHP | 2 | 20 | 20 | 20 | 7 | 2017 |  |  |  | Y | [6 empty] | 180 | 25 | 20 | Y | [5 empty] | N |  | N |  | CA
9417 | Interstate Power and Light Co | 60951 | West Dubuque Solar | IA | Dubuque | PV1 | OP | Solar Photovoltaic | PV | Electric Utility | 1 | 3.8 | 3.8 | 2.3 | 9 | 2017 |  |  |  | Y | [6 empty] | 177 | 25 | 5 | Y | [5 empty] | N |  | N |  | IA
11208 | Los Angeles Department of Water & Power | 60953 | Owens Valley Solar Project 11 | CA | Inyo | W5381 | OP | Solar Photovoltaic | PV | IPP Non-CHP | 2 | 1 | 1 | 1 | 12 | 2016 |  |  |  | Y | [6 empty] | 190 | 30 | 1.1 | Y | [5 empty] | N |  | N |  | CA
60520 | SoCore Energy LLC | 60954 | VEC Magee Hill Solar | VT | Chittenden | PV1 | OP | Solar Photovoltaic | PV | IPP Non-CHP | 2 | 1.3 | 1.3 | 1.3 | 11 | 2017 |  |  |  | Y | [6 empty] | 180 | 25 | 1.7 | Y | [5 empty] | N |  | N |  | VT
60520 | SoCore Energy LLC | 60955 | Strawberry Point DPC Solar | IA | Clayton | PV1 | OP | Solar Photovoltaic | PV | IPP Non-CHP | 2 | 1.3 | 1.3 | 1.3 | 11 | 2017 |  | Y | [8 empty] | 180 |  | 1.6 | Y | [5 empty] | N |  | N |  | IA
60520 | SoCore Energy LLC | 60956 | Westar Cities Solar | KS | Reno | PV1 | OP | Solar Photovoltaic | PV | IPP Non-CHP | 2 | 1 | 1 | 1 | 7 | 2017 |  | Y | [8 empty] | 180 |  | 1.3 | Y | [5 empty] | N |  | N |  | KS
60520 | SoCore Energy LLC | 60957 | Sand Lake DPC Solar | WI | Polk | PV1 | OP | Solar Photovoltaic | PV | IPP Non-CHP | 2 | 1 | 1 | 1 | 11 | 2017 |  | Y | [8 empty] | 180 |  | 1.5 | Y | [5 empty] | N |  | N |  | WI
796 | Arizona Electric Pwr Coop Inc | 60964 | Apache Solar 1 | AZ | Cochise | AEPS1 | OP | Solar Photovoltaic | PV | Electric Utility | 1 | 90 | 20 | 20 | 10 | 2017 |  | Y | [8 empty] | 90 |  | 24.7 | Y | [5 empty] | N |  | N |  | AZ
59462 | Heelstone Energy Holdings, LLC | 60965 | Cotten Farm, LLC | NC | Lee | COT | OP | Solar Photovoltaic | PV | IPP Non-CHP | 2 | 5 | 4.9 | 4.9 | 11 | 2016 |  |  |  | Y | [6 empty] | 180 | 20 | 6.8 | Y | [5 empty] | N |  | N |  | NC
57081 | WGL Energy Systems, Inc | 60966 | Lind Solar CSG | MN | Carver | S0222 | OP | Solar Photovoltaic | PV | IPP Non-CHP | 2 | 4.9 | 4.9 | 4.2 | 2 | 2017 |  |  |  | Y | [6 empty] | 180 | 30 | 4.8 | Y | [5 empty] | N |  | Y | 4.8 | MN
60584 | Onyx Asset Services Group | 60967 | Onyx - Lamphear Road | NY | Oneida | 10016 | OP | Solar Photovoltaic | PV | IPP Non-CHP | 2 | 2 | 2 | 2 | 10 | 2016 |  |  |  | Y | [6 empty] | 180 | 20 | 2.8 | Y | [5 empty] | N |  | Y | 2.8 | NY
58468 | Dominion Renewable Energy | 60968 | Scott-II Solar LLC | VA | Powhatan | PV1 | OP | Solar Photovoltaic | PV | IPP Non-CHP | 2 | 2 | 2 | 2 | 12 | 2017 |  | Y | [8 empty] | 180 | 45 | 28.3 | Y | [5 empty] | N |  | N |  | VA
60520 | SoCore Energy LLC | 60971 | Michael Solar | MN | Stearns | PV1 | OP | Solar Photovoltaic | PV | IPP Non-CHP | 2 | 1 | 1 | 1 | 12 | 2017 |  |  |  | Y | [6 empty] | 180 | 25 | 1.4 | Y | [5 empty] | N |  | N |  | MN
60520 | SoCore Energy LLC | 60971 | Michael Solar | MN | Stearns | PV2 | OP | Solar Photovoltaic | PV | IPP Non-CHP | 2 | 1 | 1 | 1 | 12 | 2017 |  |  |  | Y | [6 empty] | 180 | 25 | 1.4 | Y | [5 empty] | N |  | N |  | MN
60520 | SoCore Energy LLC | 60971 | Michael Solar | MN | Stearns | PV3 | OP | Solar Photovoltaic | PV | IPP Non-CHP | 2 | 1 | 1 | 1 | 12 | 2017 |  |  |  | Y | [6 empty] | 180 | 25 | 1.4 | Y | [5 empty] | N |  | N |  | MN
60619 | Whitney Point Solar, LLC | 60975 | Whitney Point Solar | CA | Fresno | WS532 | OP | Solar Photovoltaic | PV | IPP Non-CHP | 2 | 20 | 20 | 20 | 3 | 2017 |  | Y | [8 empty] | 0 | 0 | 20 | Y | [5 empty] | N |  | N |  | CA
60610 | OSLH, LLC | 60976 | OSLH, LLC | OR | Deschutes | PV1 | OP | Solar Photovoltaic | PV | IPP Non-CHP | 2 | 9.9 | 9.9 | 9.9 | 12 | 2016 |  | Y | [8 empty] | 90 | 60 | 9.9 | Y | [5 empty] | N |  | N |  | OR
60630 | Solar Star California XLVIII, LLC | 60978 | CSUF State College | CA | Orange | PV1 | OP | Solar Photovoltaic | PV | IPP Non-CHP | 2 | 1 | 1 | 1 | 12 | 2016 |  |  |  | Y | [6 empty] | 180 | 10 | 1.1 | Y | [5 empty] | N |  | N |  | CA
60630 | Solar Star California XLVIII, LLC | 60979 | CSUF Nutwood Solar | CA | Orange | PV1 | OP | Solar Photovoltaic | PV | IPP Non-CHP | 2 | 1.9 | 1.9 | 1.9 | 12 | 2016 |  |  |  | Y | [6 empty] | 180 | 10 | 2.2 | Y | [5 empty] | N |  | N |  | CA
61060 | Cypress Creek Renewables | 60980 | ZV Solar 1 | NC | Robeson | PV1 | OP | Solar Photovoltaic | PV | IPP Non-CHP | 2 | 5 | 5 | 5 | 6 | 2016 |  |  |  | Y | [6 empty] | 180 | 20 | 5 | Y | [5 empty] | N |  | N |  | NC
60614 | Westside Solar, LLC | 60981 | NextEra Westside PV | CA | Fresno | WS526 | OP | Solar Photovoltaic | PV | IPP Non-CHP | 2 | 20 | 20 | 20 | 3 | 2017 |  | Y | [8 empty] | 0 | 0 | 20 | Y | [5 empty] | N |  | N |  | CA
60616 | Atkinson Farm, LLC | 60982 | Atkinson Farm Solar | NC | Duplin | 1 | OP | Solar Photovoltaic | PV | IPP Non-CHP | 2 | 5 | 5 | 5 | 12 | 2015 |  |  |  | Y | [6 empty] | 180 | 20 | 6.5 |  | Y |  |  |  |  | N |  | N |  | NC
60618 | Lindberg Field Solar 2, LLC | 60984 | Lindberg Field Solar 2 | CA | San Diego | PV1 | OP | Solar Photovoltaic | PV | IPP Non-CHP | 2 | 1.9 | 1.9 | 1.9 | 2 | 2017 |  |  |  | Y | [6 empty] | 207 | 7.5 | 2.2 | Y | [5 empty] | N |  | N |  | CA
60620 | Elizabethtown Solar LLC | 60985 | Elizabethtown Solar | PA | Lancaster | ESPV | OP | Solar Photovoltaic | PV | IPP Non-CHP | 2 | 2 | 2 | 2 | 2 | 2016 |  |  |  | Y | [6 empty] | 180 | 30 | 2.6 | Y | [5 empty] | N |  | N |  | PA
57081 | WGL Energy Systems, Inc | 60986 | AIS Solar Project | MA | Worcester | SO212 | OP | Solar Photovoltaic | PV | IPP Non-CHP | 2 | 2.5 | 2.5 | 2.5 | 12 | 2016 |  | Y | [8 empty] | 147 | 12 | 3.2 | Y | [5 empty] | Y | 3.2 | N |  | MA
60636 | SolaireHolman 1, LLC | 60989 | SolaireHolman Solar Project | TX | Brewster | PV1 | OP | Solar Photovoltaic | PV | IPP Non-CHP | 2 | 50 | 50 | 50 | 4 | 2017 |  | Y | [10 empty] | 64.5 | Y | [5 empty] | N |  | N |  | TX
60612 | Florence Solar W3-080, LLC | 60990 | Florence Solar W3-080, LLC | NJ | Burlington | PV1 | OP | Solar Photovoltaic | PV | IPP Non-CHP | 2 | 7.9 | 7.9 | 7.9 | 12 | 2016 |  |  |  | Y | [6 empty] | 180 | 15 | 9.9 | Y | [5 empty] | N |  | N |  | NJ
60611 | Darlington Solar, LLC | 60993 | Darlington Solar, LLC | SC | Darlington | PV1 | OP | Solar Photovoltaic | PV | IPP Non-CHP | 2 | 10 | 10 | 10 | 12 | 2016 |  |  |  | Y | [6 empty] | 180 | 20 | 14 | Y | [5 empty] | N |  | N |  | SC
60640 | Brick Standard, LLC | 60994 | French's Landfill PV | NJ | Ocean | GEN1 | OP | Solar Photovoltaic | PV | Commercial Non-CHP | 4 | 6.1 | 5 | 5 | 10 | 2014 |  |  |  | Y | [6 empty] | 180 | 8.7 | 6.1 | Y | [5 empty] | N |  | N |  | NJ
16609 | San Diego Gas & Electric Co | 60995 | Ramona Solar Energy | CA | San Diego | 1 | OP | Solar Photovoltaic | PV | Electric Utility | 1 | 4.3 | 3.7 | 3.6 | 4 | 2017 |  |  |  | Y | [6 empty] | 180 | 20 | 4.9 | Y | [5 empty] | N |  | N |  | CA
60633 | Iron Horse Battery Storage, LLC | 60996 | Iron Horse Battery Storage | AZ | Pima | PV1 | OP | Solar Photovoltaic | PV | IPP Non-CHP | 2 | 2 | 2 | 2 | 4 | 2017 |  |  |  | Y | [6 empty] | 180 | 25 | 2.5 | Y | [5 empty] | N |  | N |  | AZ
60643 | Artemis Solar LLC | 61003 | Musgrave East Solar Farm | NY | Cayuga | CMUSW | OP | Solar Photovoltaic | PV | IPP Non-CHP | 2 | 2 | 2 | 2 | 12 | 2016 |  |  |  | Y | [6 empty] | 180 | 17 | 2.8 | Y | [5 empty] | N |  | N |  | NY
60648 | SCDA Solar 1, LLC | 61006 | SCDA Solar 1 | CA | Sacramento | SCAIR | OP | Solar Photovoltaic | PV | IPP Non-CHP | 2 | 7 | 7 | 7 | 10 | 2017 |  | Y | [8 empty] | 180 |  | 7.9 | Y | [5 empty] | Y | 7.9 | N |  | CA
60649 | Redbrook Solar 1, LLC | 61007 | Redbrook Community Solar 1 | MA | Plymouth | REDBR | OP | Solar Photovoltaic | PV | IPP Non-CHP | 2 | 4 | 4 | 4 | 10 | 2017 |  |  |  | Y | [6 empty] | 180 | 20 | 5.6 | Y | [5 empty] | N |  | Y | 5.6 | MA
60650 | Brook Street Solar 1, LLC | 61008 | Brook Street Solar 1 CSG | MA | Plymouth | BROOK | OP | Solar Photovoltaic | PV | IPP Non-CHP | 2 | 5 | 5 | 5 | 8 | 2017 |  |  |  | Y | [6 empty] | 180 | 20 | 6.5 | Y | [5 empty] | N |  | Y | 6.5 | MA
60651 | Spring Street Solar 1, LLC | 61009 | Spring Street Solar 1 CSG | MA | Plymouth | SPRIN | OP | Solar Photovoltaic | PV | IPP Non-CHP | 2 | 2 | 2 | 2 | 3 | 2017 |  |  |  | Y | [6 empty] | 180 | 20 | 2.5 | Y | [5 empty] | N |  | Y | 2.5 | MA
58661 | Sustainable Power Group, LLC | 61013 | Marin Clean Energy Solar One | CA | Contra Costa | MCES1 | OP | Solar Photovoltaic | PV | IPP Non-CHP | 2 | 10.5 | 10.5 | 10.5 | 12 | 2017 | N | Y |  | Y | [6 empty] | 180 | 15 | 10.5 | Y | [5 empty] | X |  | X |  | CA
60643 | Artemis Solar LLC | 61015 | Musgrave West Solar Farm | NY | Cayuga | CMUSW | OP | Solar Photovoltaic | PV | IPP Non-CHP | 2 | 2 | 2 | 2 | 12 | 2016 |  |  |  | Y | [6 empty] | 180 | 17 | 2.8 | Y | [5 empty] | N |  | N |  | NY
60652 | Stafford St Solar 1, LLC | 61016 | Stafford St Solar 1 CSG | MA | Worcester | STAF1 | OP | Solar Photovoltaic | PV | IPP Non-CHP | 2 | 2 | 2 | 2 | 12 | 2017 |  |  |  | Y | [6 empty] | 180 | 25 | 6.9 | Y | [5 empty] | N |  | Y | 6.9 | MA
60654 | Stafford St Solar 3, LLC | 61018 | Stafford St Solar 3 CSG | MA | Worcester | STAF3 | OP | Solar Photovoltaic | PV | IPP Non-CHP | 2 | 1 | 1 | 1 | 12 | 2017 |  |  |  | Y | [6 empty] | 180 | 25 | 6.9 | Y | [5 empty] | N |  | Y | 6.9 | MA
59462 | Heelstone Energy Holdings, LLC | 61019 | Siler 421 Farm, LLC | NC | Chatham | SILER | OP | Solar Photovoltaic | PV | IPP Non-CHP | 2 | 5 | 4.9 | 4.9 | 12 | 2016 |  |  |  | Y | [6 empty] | 180 | 20 | 6.9 | Y | [5 empty] | N |  | N |  | NCDOM
60669 | Laertes Solar LLC | 61030 | Harford Solar Farm | NY | Tompkins | CMUSW | OP | Solar Photovoltaic | PV | IPP Non-CHP | 2 | 2 | 2 | 2 | 12 | 2016 |  |  |  | Y | [6 empty] | 180 | 20 | 2.8 | Y | [5 empty] | N |  | N |  | NY
60025 | Greenbacker Renewable Energy Corporation | 61031 | Floyd Road Solar Farm | NC | Northampton | PV1 | OP | Solar Photovoltaic | PV | IPP Non-CHP | 2 | 5 | 5 | 5 | 6 | 2017 |  | Y | [10 empty] | 6.8 | Y | [5 empty] | N |  | N |  | NCDOM
60571 | AEP Onsite Partners | 61042 | Canandaigua Westbrook Solar Array | NY | Ontario | PV1 | OP | Solar Photovoltaic | PV | IPP Non-CHP | 2 | 2 | 1.6 | 1.6 | 3 | 2017 |  | N |  | Y | [6 empty] | 180 | 25 | 2 | Y | [5 empty] | Y | 1.6 | N |  | NY
60571 | AEP Onsite Partners | 61043 | Canandaigua Solar Array | NY | Ontario | PV1 | OP | Solar Photovoltaic | PV | IPP Non-CHP | 2 | 2 | 2 | 2 | 12 | 2016 |  |  |  | Y | [6 empty] | 180 | 30 | 2.5 | Y | [5 empty] | Y | 2.5 | N |  | NY
15399 | Avangrid Renewables LLC | 61048 | Gala Solar | OR | Crook | PV1 | OP | Solar Photovoltaic | PV | IPP Non-CHP | 2 | 56.3 | 56 | 56 | 10 | 2017 |  |  |  |  | Y |  |  | N |  |  |  | 45 | 56 | Y | N |  |  |  |  | N |  | N |  | OR
9234 | Indiana Municipal Power Agency | 61053 | Greenfield Solar Park | IN | Hancock | SGREE | OP | Solar Photovoltaic | PV | Electric Utility | 1 | 2.8 | 2.8 | 2.2 | 12 | 2017 |  | Y |  | N | [6 empty] | 180 |  | 3.6 | Y | [5 empty] | N |  | N |  | IN
9234 | Indiana Municipal Power Agency | 61054 | IMPA Anderson Solar Park 2 | IN | Madison | SAND2 | OP | Solar Photovoltaic | PV | Electric Utility | 1 | 8.1 | 8.1 | 6.5 | 12 | 2017 |  | Y | [8 empty] | 180 |  | 10.2 | Y | [5 empty] | N |  | N |  | IN
60370 | DG AMP Solar, LLC | 61055 | DG AMP Solar Front Royal | VA | Warren | AMPFR | OP | Solar Photovoltaic | PV | IPP Non-CHP | 2 | 2.5 | 2.5 | 2.5 | 5 | 2017 |  |  |  | Y | [6 empty] | 180 | 25 | 3.5 | Y | [5 empty] | N |  | N |  | VA
60901 | ETCAP NES CS MN 12 LLC | 61058 | Kramer Solar CSG | MN | Renville | 0000B | OP | Solar Photovoltaic | PV | IPP Non-CHP | 2 | 1 | 1 | 1 | 12 | 2017 |  |  |  | Y | [6 empty] | 180 | 30 | 1.5 | Y | [5 empty] | N |  | N |  | MN
60901 | ETCAP NES CS MN 12 LLC | 61058 | Kramer Solar CSG | MN | Renville | KRAM2 | OP | Solar Photovoltaic | PV | IPP Non-CHP | 2 | 1 | 1 | 1 | 12 | 2017 |  |  |  | Y | [6 empty] | 180 | 30 | 1.5 | Y | [5 empty] | N |  | N |  | MN
60901 | ETCAP NES CS MN 12 LLC | 61058 | Kramer Solar CSG | MN | Renville | KRAM3 | OP | Solar Photovoltaic | PV | IPP Non-CHP | 2 | 1 | 1 | 1 | 12 | 2017 |  |  |  | Y | [6 empty] | 180 | 30 | 1.5 | Y | [5 empty] | N |  | N |  | MN
60692 | Ameresco BWC Wading River LLC | 61069 | BWC Wading River One, Two, Three CSG | MA | Worcester | 62381 | OP | Solar Photovoltaic | PV | IPP Non-CHP | 2 | 3 | 3 | 3 | 11 | 2017 |  |  |  | Y | [6 empty] | 180 | 20 | 3 | Y | [5 empty] | N |  | Y | 3 | MA
60695 | Lemond Solar Center LLC | 61072 | Lemond Solar | MN | Steele | LEMND | OP | Solar Photovoltaic | PV | IPP Non-CHP | 2 | 5 | 5 | 5 | 6 | 2017 |  | Y | [8 empty] | 180 | 45 | 6.6 | Y | [5 empty] | N |  | N |  | MN
56990 | NJR Clean Energy Ventures Corporation | 61073 | Pemberton Road I | NJ | Burlington | PEMB1 | OP | Solar Photovoltaic | PV | IPP Non-CHP | 2 | 9.9 | 9.9 | 9.9 | 6 | 2017 |  |  |  | Y | [6 empty] | 180 | 20 | 9.9 | Y | [5 empty] | N |  | N |  | NJ
56990 | NJR Clean Energy Ventures Corporation | 61074 | Pemberton Road II | NJ | Burlington | PEMB2 | OP | Solar Photovoltaic | PV | IPP Non-CHP | 2 | 9.9 | 9.9 | 9.9 | 6 | 2017 |  |  |  | Y | [6 empty] | 180 | 20 | 9.9 | Y | [5 empty] | N |  | N |  | NJ
59050 | Algonquin Power Co | 61084 | Luning Energy | NV | Mineral | LNING | OP | Solar Photovoltaic | PV | IPP Non-CHP | 2 | 50 | 50 | 49 | 2 | 2017 |  | Y |  | N | [6 empty] | 180 |  | 65 | Y | [5 empty] | N |  | N |  | NV
60699 | Stone Solar, LLC | 61085 | Stone Solar | NC | Robeson | 1 | OP | Solar Photovoltaic | PV | IPP Non-CHP | 2 | 5 | 5 | 5 | 8 | 2016 |  |  |  | Y | [6 empty] | 180 | 20 | 6.7 |  | Y |  |  |  |  | N |  | N |  | NC
60700 | Tripple State Farm, LLC | 61086 | Tripple State Farm | NC | Iredell | 1 | OP | Solar Photovoltaic | PV | IPP Non-CHP | 2 | 5 | 5 | 5 | 10 | 2016 |  |  |  | Y | [6 empty] | 180 | 20 | 6.8 |  | Y |  |  |  |  | N |  | N |  | NC
60701 | Wadesboro Farm 1, LLC | 61087 | Wadesboro Farm 1 | NC | Anson | 1 | OP | Solar Photovoltaic | PV | IPP Non-CHP | 2 | 5 | 5 | 5 | 3 | 2015 |  |  |  | Y | [6 empty] | 180 | 25 | 6.5 |  | Y |  |  |  |  | N |  | N |  | NC
60702 | Delco Farm, LLC | 61088 | Delco Farm | NC | Columbus | 1 | OP | Solar Photovoltaic | PV | IPP Non-CHP | 2 | 5 | 5 | 5 | 6 | 2016 |  |  |  | Y | [6 empty] | 190 | 20 | 6.6 |  | Y |  |  |  |  | N |  | N |  | NC
60703 | Fisher Solar Farm, LLC | 61089 | Fisher Solar Farm - NC | NC | Stanly | 1 | OP | Solar Photovoltaic | PV | IPP Non-CHP | 2 | 5 | 5 | 5 | 10 | 2015 |  |  |  | Y | [6 empty] | 180 | 20 | 6.5 |  | Y |  |  |  |  | N |  | N |  | NC
60704 | Kinston Davis Farm, LLC | 61090 | Kinston Davis Farm | NC | Lenoir | 1 | OP | Solar Photovoltaic | PV | IPP Non-CHP | 2 | 5 | 5 | 5 | 3 | 2015 |  |  |  | Y | [6 empty] | 180 | 20 | 6.5 | Y | [5 empty] | N |  | N |  | NC
60705 | Laurinburg Farm, LLC | 61091 | Laurinburg Farm | NC | Scotland | 1 | OP | Solar Photovoltaic | PV | IPP Non-CHP | 2 | 5 | 5 | 5 | 12 | 2015 |  |  |  | Y | [6 empty] | 180 | 20 | 6.4 |  | Y |  |  |  |  | N |  | N |  | NC
58822 | MC Power Companies Inc | 61092 | Independence Solar Farm | MO | Jackson | IPL1 | OP | Solar Photovoltaic | PV | IPP Non-CHP | 2 | 3 | 3 | 3 | 3 | 2017 |  |  |  | Y | [6 empty] | 180 | 25 | 3.6 | Y | [5 empty] | N |  | N |  | MO
60706 | Mills Anson Farm, LLC | 61093 | Mills Anson Farm | NC | Anson | 1 | OP | Solar Photovoltaic | PV | IPP Non-CHP | 2 | 5 | 5 | 5 | 6 | 2016 |  |  |  | Y | [6 empty] | 180 | 20 | 6.5 | Y | [5 empty] | N |  | N |  | NC
60707 | Old Wire Farm, LLC | 61094 | Old Wire Farm | NC | Scotland | 1 | OP | Solar Photovoltaic | PV | IPP Non-CHP | 2 | 5 | 5 | 5 | 12 | 2016 |  |  |  | Y | [6 empty] | 180 | 20 | 7.1 |  | Y |  |  |  |  | N |  | N |  | NC
60708 | Railroad Farm 2, LLC | 61095 | Railroad Farm 2 | NC | Robeson | 1 | OP | Solar Photovoltaic | PV | IPP Non-CHP | 2 | 5 | 5 | 5 | 10 | 2014 |  |  |  | Y | [6 empty] | 186 | 20 | 6.8 |  | Y |  |  |  |  | N |  | N |  | NC
60709 | Sampson Solar, LLC | 61096 | Sampson Solar | NC | Sampson | 1 | OP | Solar Photovoltaic | PV | IPP Non-CHP | 2 | 2 | 2 | 2 | 7 | 2015 |  |  |  | Y | [6 empty] | 180 | 20 | 2.7 |  | Y |  |  |  |  | N |  | N |  | NC
60710 | Marie's Way Solar I, LLC | 61097 | Syncarpha Freetown | MA | Bristol | SYNFR | OP | Solar Photovoltaic | PV | IPP Non-CHP | 2 | 3.9 | 3.9 | 3.9 | 11 | 2016 |  |  |  | Y | [6 empty] | 180 | 25 | 5.2 | Y | [5 empty] | N |  | Y | 5.2 | MA
60947 | Tesla Inc. | 61104 | Pima Community College | AZ | Pima | PV1 | OP | Solar Photovoltaic | PV | IPP Non-CHP | 2 | 1.3 | 1.3 | 1.3 | 8 | 2017 |  | Y | [8 empty] | 180 | 10 | 1.8 | Y | [5 empty] | Y | 1.8 | N |  | AZ
60727 | Manteca Land PV, LLC | 61115 | Manteca Land PV | CA | San Joaquin | MANT1 | OP | Solar Photovoltaic | PV | IPP Non-CHP | 2 | 1 | 1 | 1 | 12 | 2017 |  |  |  | Y | [6 empty] | 180 | 20 | 1.3 | Y | [5 empty] | N |  | N |  | CA
60728 | Delano Land 1, LLC | 61116 | Delano Land 1 | CA | Kern | DELA1 | OP | Solar Photovoltaic | PV | IPP Non-CHP | 2 | 1 | 1 | 1 | 12 | 2017 |  | Y |  | N | [6 empty] | 90 |  | 1.3 | Y | [5 empty] | N |  | N |  | CA
60729 | Bakersfield PV 1, LLC | 61117 | Bakersfield PV 1 | CA | Kern | BAKE1 | OP | Solar Photovoltaic | PV | IPP Non-CHP | 2 | 5.3 | 5.3 | 5.3 | 12 | 2017 |  | Y | [8 empty] | 90 |  | 7 | Y | [5 empty] | N |  | N |  | CA
60730 | Bakersfield Industrial PV 1, LLC | 61118 | Bakersfield Industrial PV 1 | CA | Kern | BIND1 | OP | Solar Photovoltaic | PV | IPP Non-CHP | 2 | 1 | 1 | 1 | 12 | 2017 |  | N |  | Y | [6 empty] | 180 | 20 | 1.5 | Y | [5 empty] | N |  | N |  | CA
60731 | Quichapa 1 LLC | 61119 | Quichapa 1 | UT | Iron | W5519 | OP | Solar Photovoltaic | PV | IPP Non-CHP | 2 | 3 | 3 | 2.7 | 12 | 2016 | N | Y | [8 empty] | 170 | 59 | 3.9 | Y | [5 empty] | N |  | N |  | UT
60732 | Quichapa 2 LLC | 61120 | Quichapa 2 | UT | Iron | W5520 | OP | Solar Photovoltaic | PV | IPP Non-CHP | 2 | 3 | 3 | 2.7 | 12 | 2016 |  | Y | [8 empty] | 170 | 59 | 3.9 | Y | [5 empty] | N |  | N |  | UT
60733 | Quichapa 3 LLC | 61121 | Quichapa 3 | UT | Iron | W5521 | OP | Solar Photovoltaic | PV | IPP Non-CHP | 2 | 3 | 3 | 2.7 | 12 | 2016 |  | Y | [8 empty] | 170 | 59 | 3.9 | Y | [5 empty] | N |  | N |  | UT
60734 | Elizabeth Mines Solar 1, LLC | 61124 | Elizabeth Mines Solar 1 | VT | Orange | EMS1 | OP | Solar Photovoltaic | PV | IPP Non-CHP | 2 | 5 | 5 | 5 | 11 | 2017 |  |  |  | Y | [6 empty] | 180 | 21 | 7 | Y | [5 empty] | N |  | N |  | VT
27316 | Town of Stowe- (VT) | 61125 | Nebraska Valley Solar Farm | VT | Lamoille | NVSF | OP | Solar Photovoltaic | PV | Electric Utility | 1 | 1 | 1 | 1 | 8 | 2016 |  |  |  | Y | [6 empty] | 190 | 20 | 1.4 | Y | [5 empty] | N |  | N |  | VT
60746 | Bedford Solar, LLC | 61126 | Bedford Solar | VA | Bedford | 12346 | OP | Solar Photovoltaic | PV | IPP Non-CHP | 2 | 3 | 3 | 3 | 12 | 2017 |  | Y | [8 empty] | 180 |  | 3.4 | Y | [5 empty] | N |  | N |  | VA
60749 | Wadesboro Solar, LLC | 61129 | Wadesboro Solar | NC | Anson | 12347 | OP | Solar Photovoltaic | PV | IPP Non-CHP | 2 | 5 | 5 | 5 | 12 | 2017 |  |  |  | Y | [6 empty] | 180 | 20 | 7.7 | Y | [5 empty] | N |  | N |  | NC
60751 | Tolson Solar, LLC | 61131 | Tolson Solar | NC | Edgecombe | 12345 | OP | Solar Photovoltaic | PV | IPP Non-CHP | 2 | 3 | 3 | 3 | 12 | 2015 | N | Y | [8 empty] | 180 |  | 4 | Y | [5 empty] | N |  | N |  | NCDOM
58822 | MC Power Companies Inc | 61135 | Lebanon Solar Farm (MO) | MO | Laclede | LSF1 | OP | Solar Photovoltaic | PV | IPP Non-CHP | 2 | 2.5 | 2.5 | 2.5 | 9 | 2017 |  |  |  | Y | [6 empty] | 180 | 25 | 3.1 | Y | [5 empty] | N |  | N |  | MO
61060 | Cypress Creek Renewables | 61140 | CF Novel Solar CSG Gardens Two, LLC | MN | Faribault | 0000D | OP | Solar Photovoltaic | PV | IPP Non-CHP | 2 | 1.8 | 1.8 | 1.8 | 12 | 2017 | [23 empty] | MN
61060 | Cypress Creek Renewables | 61141 | CF Novel Solar CSG Gardens Eleven, LLC | MN | Blue Earth | 0000F | OP | Solar Photovoltaic | PV | IPP Non-CHP | 2 | 3 | 3 | 3 | 12 | 2017 | [23 empty] | MN
60947 | Tesla Inc. | 61152 | Intel Folsom Phase 3 | CA | Sacramento | PV1 | OP | Solar Photovoltaic | PV | IPP Non-CHP | 2 | 5.2 | 5.2 | 5.2 | 4 | 2016 |  | Y | [8 empty] | 272 | 5 | 6.5 | Y | [5 empty] | Y | 6.5 | N |  | CA
60865 | CD Global Solar Holdings, LLC | 61156 | St. Pauls Solar 2 | NC | Robeson | STPAU | OP | Solar Photovoltaic | PV | IPP Non-CHP | 2 | 5 | 5 | 5 | 8 | 2017 |  | N |  | Y | [6 empty] | 180 | 20 | 7 | Y | [5 empty] | N |  | N |  | NC
60865 | CD Global Solar Holdings, LLC | 61157 | Boaz Farm Solar | NC | Lee | BOAZF | OP | Solar Photovoltaic | PV | IPP Non-CHP | 2 | 5 | 5 | 5 | 9 | 2017 |  |  |  | Y | [6 empty] | 180 | 20 | 6.9 | Y | [5 empty] | N |  | N |  | NC
60865 | CD Global Solar Holdings, LLC | 61158 | Bizzell Church Solar 2 | NC | Johnston | BIZZE | OP | Solar Photovoltaic | PV | IPP Non-CHP | 2 | 5 | 5 | 5 | 8 | 2017 |  |  |  | Y | [6 empty] | 180 | 20 | 7 | Y | [5 empty] | N |  | N |  | NC
60777 | MILL SOLAR 1 LLC | 61160 | MILL SOLAR 1 | NC | Iredell | MILL1 | OP | Solar Photovoltaic | PV | IPP Non-CHP | 2 | 1.4 | 1.4 | 1.4 | 12 | 2015 |  |  |  | Y | [6 empty] | 45 | 5 | 1.5 | Y | [5 empty] | N |  | N |  | NC
60752 | RB Manufacturing LLC | 61162 | RB Manufacturing LLC Belle Mead NJ | NJ | Somerset | RBBM | OP | Solar Photovoltaic | PV | Industrial Non-CHP | 6 | 1.5 | 1.5 | 0.9 | 6 | 2016 |  |  |  | Y | [6 empty] | 197.6 | 5 | 1.9 | Y | [5 empty] | Y | 1.9 | N |  | NJ
60792 | BCC Solar III, LLC | 61163 | Onset East Solar Facility | MA | Plymouth | ONSE | OP | Solar Photovoltaic | PV | IPP Non-CHP | 2 | 1 | 1 | 1 | 4 | 2016 |  |  |  | Y | [6 empty] | 180 | 25 | 1.4 | Y | [5 empty] | N |  | Y | 1.4 | MA
60792 | BCC Solar III, LLC | 61164 | Onset West Solar Facility | MA | Plymouth | ONSW | OP | Solar Photovoltaic | PV | IPP Non-CHP | 2 | 1 | 1 | 1 | 4 | 2016 |  |  |  | Y | [6 empty] | 180 | 25 | 1.4 | Y | [5 empty] | N |  | Y | 1.4 | MA
60795 | Columbus Solar Project | 61165 | Columbus Solar Project | NM | Luna | 88029 | OP | Solar Photovoltaic | PV | IPP Non-CHP | 2 | 1.9 | 1.9 | 1.9 | 12 | 2017 |  | Y |  | N | [6 empty] | 180 | 52 | 2.3 | Y | [5 empty] | N |  | N |  | NM
60793 | EE Waianae Solar Project LLC | 61172 | EE Waianae Solar Project | HI | Honolulu | WAIAN | OP | Solar Photovoltaic | PV | IPP Non-CHP | 2 | 27.6 | 27.6 | 27.6 | 1 | 2017 |  | Y | [8 empty] | 0 | 0 | 40.3 | Y | [5 empty] | X |  | X |  | HI
57389 | IKEA Property Inc | 61173 | IKEA Miami 327 | FL | Miami Dade | PV | OP | Solar Photovoltaic | PV | Commercial Non-CHP | 4 | 1 | 1 | 1 | 9 | 2015 |  |  |  | Y | [6 empty] | 180 | 12 | 1.2 | Y | [5 empty] | N |  | N |  | FL
60823 | Pegasus Community Solar | 61175 | Pegasus Community Solar | MN | Stearns | CPCS1 | OP | Solar Photovoltaic | PV | IPP Non-CHP | 2 | 1 | 0.9 | 0.9 | 8 | 2017 |  |  |  | Y | N | [5 empty] | 185 | 35 | 1.3 |  | Y |  |  |  |  | N |  | Y | 1.3 | MN
60823 | Pegasus Community Solar | 61175 | Pegasus Community Solar | MN | Stearns | CPCS2 | OP | Solar Photovoltaic | PV | IPP Non-CHP | 2 | 1 | 0.9 | 0.9 | 8 | 2017 |  |  |  | Y | [6 empty] | 185 | 35 | 1.3 |  | Y |  |  |  |  | N |  | Y | 1.3 | MN
60826 | Capella Community Solar | 61178 | Capella Community Solar | MN | Pipestone | HCCS1 | OP | Solar Photovoltaic | PV | IPP Non-CHP | 2 | 0.9 | 0.9 | 0.9 | 10 | 2017 |  |  |  | Y | [6 empty] | 185 | 35 | 1.3 |  | Y |  |  |  |  | N |  | Y | 1.3 | MN
60826 | Capella Community Solar | 61178 | Capella Community Solar | MN | Pipestone | HCCS2 | OP | Solar Photovoltaic | PV | IPP Non-CHP | 2 | 0.9 | 0.9 | 0.9 | 10 | 2017 |  |  |  | Y | [6 empty] | 185 | 35 | 1.3 |  | Y |  |  |  |  | N |  | Y | 1.3 | MN
60826 | Capella Community Solar | 61178 | Capella Community Solar | MN | Pipestone | HCCS3 | OP | Solar Photovoltaic | PV | IPP Non-CHP | 2 | 0.9 | 0.9 | 0.9 | 10 | 2017 |  |  |  | Y | [6 empty] | 185 | 35 | 1.3 |  | Y |  |  |  |  | N |  | Y | 1.3 | MN
60826 | Capella Community Solar | 61178 | Capella Community Solar | MN | Pipestone | HCCS4 | OP | Solar Photovoltaic | PV | IPP Non-CHP | 2 | 0.9 | 0.9 | 0.9 | 10 | 2017 |  |  |  | Y | [6 empty] | 185 | 35 | 1.3 |  | Y |  |  |  |  | N |  | Y | 1.3 | MN
60826 | Capella Community Solar | 61178 | Capella Community Solar | MN | Pipestone | HCCS5 | OP | Solar Photovoltaic | PV | IPP Non-CHP | 2 | 0.9 | 0.9 | 0.9 | 10 | 2017 |  |  |  | Y | [6 empty] | 185 | 35 | 1.3 |  | Y |  |  |  |  | N |  | Y | 1.3 | MN
60829 | Caelum Community Solar | 61180 | Caelum Community Solar | MN | Benton | PCCS1 | OP | Solar Photovoltaic | PV | IPP Non-CHP | 2 | 0.9 | 0.9 | 0.9 | 10 | 2017 |  |  |  | Y | [6 empty] | 185 | 35 | 1 |  | Y |  |  |  |  | N |  | Y | 1 | MN
60829 | Caelum Community Solar | 61180 | Caelum Community Solar | MN | Benton | PCCS2 | OP | Solar Photovoltaic | PV | IPP Non-CHP | 2 | 0.9 | 0.9 | 0.9 | 10 | 2017 |  |  |  | Y | [6 empty] | 185 | 35.8 | 1 |  | Y |  |  |  |  | N |  | Y | 1 | MN
60828 | Andromeda Community Solar | 61181 | Andromeda Community Solar | MN | McLeod | OACS1 | OP | Solar Photovoltaic | PV | IPP Non-CHP | 2 | 0.9 | 0.9 | 0.9 | 10 | 2017 |  |  |  | Y | [6 empty] | 185 | 35 | 1.3 |  | Y |  |  |  |  | N |  | Y | 1.3 | MN
60828 | Andromeda Community Solar | 61181 | Andromeda Community Solar | MN | McLeod | OACS2 | OP | Solar Photovoltaic | PV | IPP Non-CHP | 2 | 0.9 | 0.9 | 0.9 | 10 | 2017 |  |  |  | Y | [6 empty] | 185 | 35 | 1.3 |  | Y |  |  |  |  | N |  | Y | 1.3 | MN
60828 | Andromeda Community Solar | 61181 | Andromeda Community Solar | MN | McLeod | OACS3 | OP | Solar Photovoltaic | PV | IPP Non-CHP | 2 | 0.9 | 0.9 | 0.9 | 10 | 2017 |  |  |  | Y | [6 empty] | 185 | 35 | 1.3 |  | Y |  |  |  |  | N |  | Y | 1.3 | MN
60828 | Andromeda Community Solar | 61181 | Andromeda Community Solar | MN | McLeod | OACS4 | OP | Solar Photovoltaic | PV | IPP Non-CHP | 2 | 0.9 | 0.9 | 0.9 | 10 | 2017 |  |  |  | Y | [6 empty] | 185 | 35 | 1.3 |  | Y |  |  |  |  | N |  | Y | 1.3 | MN
60828 | Andromeda Community Solar | 61181 | Andromeda Community Solar | MN | McLeod | OACS5 | OP | Solar Photovoltaic | PV | IPP Non-CHP | 2 | 0.9 | 0.9 | 0.9 | 10 | 2017 |  |  |  | Y | [6 empty] | 35 | 35 | 1.3 |  | Y |  |  |  |  | N |  | Y | 1.3 | MN
57081 | WGL Energy Systems, Inc | 61185 | Pfeffers | MD | Baltimore | SO147 | OP | Solar Photovoltaic | PV | IPP Non-CHP | 2 | 1 | 1 | 1 | 5 | 2016 |  | Y | [8 empty] | 180 | 25 | 1.5 | Y | [5 empty] | Y | 1.5 | N |  | MD
60818 | J.T. Hobby and Son, Inc. | 61187 | Century Drive Solar Farm | NC | Wake | CENT1 | OP | Solar Photovoltaic | PV | IPP Non-CHP | 2 | 1 | 1 | 1 | 4 | 2014 |  |  |  | Y | [5 empty] | N | 180 | 20 | 1.3 | Y | [5 empty] | N |  | N |  | NC
57389 | IKEA Property Inc | 61192 | IKEA Joliet Rooftop PV System | IL | Will | PV | OP | Solar Photovoltaic | PV | Commercial Non-CHP | 4 | 2 | 2 | 2 | 12 | 2017 |  |  |  | Y | [6 empty] | 180 | 10 | 2.8 | Y | [5 empty] | N |  | N |  | IL
57389 | IKEA Property Inc | 61193 | IKEA Las Vegas 462 | NV | Clark | PV | OP | Solar Photovoltaic | PV | Commercial Non-CHP | 4 | 1 | 1 | 1 | 5 | 2016 |  |  |  | Y | [6 empty] | 180 | 10 | 1.1 | Y | [5 empty] | N |  | N |  | NV
60163 | Soltage LLC | 61194 | Barker Solar, LLC | NC | Robeson | BARK | OP | Solar Photovoltaic | PV | IPP Non-CHP | 2 | 5 | 5 | 5 | 12 | 2017 |  | N |  | Y | [6 empty] | 180 | 20 | 6.6 | Y | [5 empty] | N |  | N |  | NC
60163 | Soltage LLC | 61195 | 231 Dixon 74 Solar I, LLC | NC | Cleveland | DIXON | OP | Solar Photovoltaic | PV | IPP Non-CHP | 2 | 2 | 2 | 2 | 8 | 2017 |  | N |  | Y | [6 empty] | 180 | 20 | 2.8 | Y | [5 empty] | N |  | N |  | NC
60163 | Soltage LLC | 61196 | Mill Pond Solar Farm, LLC | NC | Columbus | MILLL | OP | Solar Photovoltaic | PV | IPP Non-CHP | 2 | 5 | 5 | 5 | 10 | 2017 |  | N |  | Y | [6 empty] | 180 | 20 | 7.1 | Y | [5 empty] | N |  | N |  | NC
60812 | Merck - Upper Gwynedd Solar Array | 61198 | Merck - Upper Gwynedd Solar Array | PA | Montgomery | SA-1 | OP | Solar Photovoltaic | PV | Commercial Non-CHP | 4 | 1.5 | 1.5 | 1.5 | 1 | 2011 |  |  |  | Y | [6 empty] | 225 | 10 | 1.6 | Y | [5 empty] | N |  | N |  | PA
60520 | SoCore Energy LLC | 61199 | T0588 Phoenix - AZ | AZ | Maricopa | PV1 | OP | Solar Photovoltaic | PV | IPP Non-CHP | 2 | 1.2 | 1.2 | 1.2 | 5 | 2017 |  |  |  | Y | [6 empty] | 180 | 10 | 1.7 | Y | [5 empty] | N |  | N |  | AZ
59462 | Heelstone Energy Holdings, LLC | 61201 | OR Solar 3, LLC | OR | Klamath | ORSR3 | OP | Solar Photovoltaic | PV | IPP Non-CHP | 2 | 10 | 10 | 10 | 12 | 2017 | [23 empty] | OR
60520 | SoCore Energy LLC | 61205 | Bandera Electric Coop PV | TX | Real | PV1 | OP | Solar Photovoltaic | PV | IPP Non-CHP | 2 | 1.5 | 1.5 | 1.5 | 2 | 2017 |  | Y | [8 empty] | 180 |  | 2 | Y | [5 empty] | N |  | N |  | TX
60584 | Onyx Asset Services Group | 61206 | Onyx - Allen Harim | DE | Sussex | 10021 | OP | Solar Photovoltaic | PV | IPP Non-CHP | 2 | 1.2 | 1.2 | 1.2 | 4 | 2017 |  |  |  | Y | [6 empty] | 180 | 25 | 1.6 | Y | [5 empty] | Y | 1.6 | N |  | DE
57081 | WGL Energy Systems, Inc | 61208 | Gulfport Naval Base CSG PV System | MS | Harrison | PV1 | OP | Solar Photovoltaic | PV | IPP Non-CHP | 2 | 3.5 | 3.5 | 3.5 | 5 | 2017 |  | Y | [8 empty] | 135 | 15 | 3.5 | Y | [5 empty] | Y | 3.5 | N |  | MS
60947 | Tesla Inc. | 61209 | Sacramento Regional County Sanitation PV | CA | Sacramento | PV1 | OP | Solar Photovoltaic | PV | IPP Non-CHP | 2 | 3.5 | 3.5 | 3.5 | 12 | 2017 |  | Y | [8 empty] | 0 | 0 | 4.2 | Y | [5 empty] | Y | 4.2 | N |  | CA
60833 | Finger Lakes Solar I, LLC | 61210 | Finger Lakes Solar I | NY | Ontario | FLS1 | OP | Solar Photovoltaic | PV | IPP Non-CHP | 2 | 1.9 | 2 | 2 | 11 | 2016 |  |  |  | Y | [6 empty] | 180 | 25 | 2.9 | Y | [5 empty] | N |  | N |  | NY
57389 | IKEA Property Inc | 61211 | IKEA Memphis 508 | TN | Shelby | PV | OP | Solar Photovoltaic | PV | Commercial Non-CHP | 4 | 1.1 | 1.1 | 1.1 | 12 | 2016 |  |  |  | Y | [6 empty] | 180 | 12 | 1.4 | Y | [5 empty] | N |  | N |  | TN
60163 | Soltage LLC | 61218 | Broadridge Solar, LLC | NC | Robeson | BROAD | OP | Solar Photovoltaic | PV | IPP Non-CHP | 2 | 5 | 5 | 5 | 12 | 2017 |  | N |  | Y | [6 empty] | 180 | 20 | 7.1 | Y | [5 empty] | N |  | N |  | NC
60848 | Spencer Farm, LLC | 61220 | Spencer Farm, LLC | NC | Rowan | 1 | OP | Solar Photovoltaic | PV | IPP Non-CHP | 2 | 5 | 5 | 3 | 4 | 2017 |  |  |  | Y | [6 empty] | 190 | 20 | 6.5 |  | Y |  |  |  |  | N |  | N |  | NC
58822 | MC Power Companies Inc | 61223 | Chillicothe Solar Farm | MO | Livingston | CHSF1 | OP | Solar Photovoltaic | PV | IPP Non-CHP | 2 | 2.5 | 2.5 | 2.5 | 7 | 2017 |  |  |  | Y | [6 empty] | 180 | 25 | 3.3 | Y | [5 empty] | N |  | N |  | MO
60857 | 350 Clark Solar NG, LLC | 61224 | 350 Clark Solar, NG, LLC | NJ | Morris | 5400 | OP | Solar Photovoltaic | PV | IPP Non-CHP | 2 | 1.8 | 1.8 | 0.6 | 4 | 2011 |  |  |  | Y | [6 empty] | 180 | 25 | 1.8 | Y | [5 empty] | Y | 1.8 | N |  | NJ
60858 | 433 Purchase Solar NG, LLC | 61237 | 433 Purchase Solar NG, LLC | MA | Bristol | 5402 | OP | Solar Photovoltaic | PV | IPP Non-CHP | 2 | 2.5 | 2 | 0.5 | 4 | 2012 |  |  |  | Y | [6 empty] | 180 | 25 | 2.5 | Y | [5 empty] | N |  | Y | 2.5 | MA
59254 | NuGen Capital Management | 61243 | Old Wardour Solar | MA | Worcester | 5406 | OP | Solar Photovoltaic | PV | IPP Non-CHP | 2 | 5.5 | 4.3 | 1.7 | 1 | 2016 |  |  |  | Y | [6 empty] | 180 | 25 | 6 | Y | [5 empty] | Y | 6 | N |  | MA
59254 | NuGen Capital Management | 61244 | Shuman Solar | MA | Norfolk | 5404 | OP | Solar Photovoltaic | PV | IPP Non-CHP | 2 | 2.2 | 2.2 | 2.2 | 4 | 2016 |  |  |  | Y | [6 empty] | 180 | 25 | 2.5 | Y | [5 empty] | Y | 2.5 | N |  | MA
59254 | NuGen Capital Management | 61245 | Vuelta Solar | MA | Worcester | 5405 | OP | Solar Photovoltaic | PV | IPP Non-CHP | 2 | 5.5 | 4.7 | 1.7 | 1 | 2016 |  | N |  | Y | [6 empty] | 180 | 25 | 6 | Y | [5 empty] | Y | 6 | N |  | MA
60862 | ACE-Stanton, LLC | 61246 | ACE-Stanton PV | FL | Orange | ASLF1 | OP | Solar Photovoltaic | PV | IPP Non-CHP | 2 | 4.8 | 4.8 | 4.8 | 9 | 2017 |  |  |  | Y | [6 empty] | 180 | 10 | 6.8 | Y | [5 empty] | N |  | N |  | FL
60863 | ACE-Stanton A, LLC | 61247 | ACE-Stanton A PV | FL | Orange | ASA1 | OP | Solar Photovoltaic | PV | IPP Non-CHP | 2 | 4.1 | 4.1 | 4.1 | 9 | 2017 |  |  |  | Y | [6 empty] | 180 | 10 | 5.7 | Y | [5 empty] | N |  | N |  | FL
60864 | Glopak Corporation | 61248 | Glopak Solar PV Power Plant | NJ | Middlesex | INV1R | OP | Solar Photovoltaic | PV | Industrial Non-CHP | 6 | 0.5 | 0.5 | 0.5 | 8 | 2011 | Y | [11 empty] | 0.5 | Y | [5 empty] | Y | 0.5 | N |  | NJ
60864 | Glopak Corporation | 61248 | Glopak Solar PV Power Plant | NJ | Middlesex | INV2G | OP | Solar Photovoltaic | PV | Industrial Non-CHP | 6 | 0.5 | 0.5 | 0.5 | 6 | 2012 | Y | [11 empty] | 0.5 | Y | [5 empty] | Y | 0.5 | N |  | NJ
60991 | Westmont Solar, LLC | 61249 | Westmont 300A | CA | Los Angeles | W5531 | OP | Solar Photovoltaic | PV | IPP Non-CHP | 2 | 2.9 | 2.9 | 2.9 | 3 | 2017 |  |  |  | Y | [6 empty] | 180 | 10 | 3.4 | Y | [5 empty] | N |  | N |  | CA
60950 | USPS LA Solar FiT A & B | 61250 | USPS PV | CA | Los Angeles | USPS1 | OP | Solar Photovoltaic | PV | Electric Utility | 1 | 10.7 | 10.7 | 10.7 | 7 | 2017 |  |  |  | Y | [6 empty] | 225 | 10 | 10.7 | Y | [5 empty] | N |  | N |  | CA
60865 | CD Global Solar Holdings, LLC | 61255 | Haywood Farm Solar, LLC | NC | Montgomery | HAY02 | OP | Solar Photovoltaic | PV | IPP Non-CHP | 2 | 4.9 | 4.9 | 4.9 | 9 | 2017 |  | Y | [8 empty] | 180 | 25 | 6.9 | Y | [5 empty] | N |  | N |  | NC
60865 | CD Global Solar Holdings, LLC | 61256 | Hood Farm Solar, LLC | NC | Jones | HOF05 | OP | Solar Photovoltaic | PV | IPP Non-CHP | 2 | 4.9 | 4.9 | 4.9 | 9 | 2017 |  |  |  | Y | [6 empty] | 180 | 20 | 7 | Y | [5 empty] | N |  | N |  | NC
60865 | CD Global Solar Holdings, LLC | 61257 | ZV Solar 2, LLC | NC | Robeson | ZV204 | OP | Solar Photovoltaic | PV | IPP Non-CHP | 2 | 4.9 | 4.9 | 4.9 | 8 | 2017 |  |  |  | Y | [6 empty] | 180 | 20 | 7 | Y | [5 empty] | N |  | N |  | NC
60865 | CD Global Solar Holdings, LLC | 61258 | Innovative Solar 35, LLC | NC | Duplin | ISS35 | OP | Solar Photovoltaic | PV | IPP Non-CHP | 2 | 1.9 | 1.9 | 1.9 | 2 | 2017 |  |  |  | Y | [6 empty] | 180 | 25 | 2.8 | Y | [5 empty] | N |  | N |  | NC
60865 | CD Global Solar Holdings, LLC | 61259 | Innovative Solar 59, LLC | NC | Nash | ISS59 | OP | Solar Photovoltaic | PV | IPP Non-CHP | 2 | 1.9 | 1.9 | 1.9 | 2 | 2017 |  |  |  | Y | [6 empty] | 180 | 25 | 2.8 | Y | [5 empty] | N |  | N |  | NC
60865 | CD Global Solar Holdings, LLC | 61260 | Innovative Solar 60, LLC | NC | Nash | ISS60 | OP | Solar Photovoltaic | PV | IPP Non-CHP | 2 | 1.9 | 1.9 | 1.9 | 2 | 2017 |  | N |  | Y | [6 empty] | 180 | 25 | 2.8 | Y | [5 empty] | N |  | N |  | NC
60879 | NGI-Kayenta Solar Lessor I, LLC | 61268 | Kayenta Solar Project | AZ | Navajo | PV1 | OP | Solar Photovoltaic | PV | IPP Non-CHP | 2 | 27.3 | 27.3 | 27.3 | 5 | 2017 |  | Y | [8 empty] | 90 | 50 | 37.6 | Y | [5 empty] | N |  | N |  | AZ
60880 | The Biltmore Company | 61271 | Biltmore Solar Fields | NC | Buncombe | 18950 | OP | Solar Photovoltaic | PV | IPP Non-CHP | 2 | 1.5 | 1.5 | 1.5 | 1 | 2012 |  |  |  | Y | [6 empty] | 180 | 30 | 1.7 | Y | [5 empty] | N |  | N |  | NC
60888 | GCL New Energy, Inc. | 61274 | Wilson Solar Farm 1 | NC | Wilson | WISL1 | OP | Solar Photovoltaic | PV | IPP Non-CHP | 2 | 3.4 | 3.3 | 2 | 4 | 2017 |  |  |  | Y | [6 empty] | 180 | 20 | 4.3 | Y | [5 empty] | N |  | N |  | NC
60888 | GCL New Energy, Inc. | 61275 | Wilson Solar Farm 2 | NC | Wilson | WILS2 | OP | Solar Photovoltaic | PV | IPP Non-CHP | 2 | 5 | 3.8 | 3.7 | 2 | 2017 |  |  |  | Y | [6 empty] | 180 | 20 | 6.1 | Y | [5 empty] | N |  | N |  | NC
60888 | GCL New Energy, Inc. | 61276 | Wilson Solar Farm 3 | NC | Wilson | WILS3 | OP | Solar Photovoltaic | PV | IPP Non-CHP | 2 | 10 | 9 | 8.1 | 4 | 2017 |  |  |  | Y | [6 empty] | 180 | 20 | 11.7 | Y | [5 empty] | N |  | N |  | NC
60888 | GCL New Energy, Inc. | 61277 | Wilson Solar Farm 4 | NC | Wilson | WILS4 | OP | Solar Photovoltaic | PV | IPP Non-CHP | 2 | 10 | 9 | 8.1 | 4 | 2017 |  |  |  | Y | [6 empty] | 180 | 20 | 12.1 | Y | [5 empty] | N |  | N |  | NC
60888 | GCL New Energy, Inc. | 61278 | Wilson Solar Farm 5 | NC | Wilson | WILS5 | OP | Solar Photovoltaic | PV | IPP Non-CHP | 2 | 10 | 9.5 | 6.7 | 5 | 2017 |  |  |  | Y | [6 empty] | 180 | 20 | 12.1 | Y | [5 empty] | N |  | N |  | NC
60888 | GCL New Energy, Inc. | 61279 | Wilson Solar Farm 6 | NC | Wilson | WILS6 | OP | Solar Photovoltaic | PV | IPP Non-CHP | 2 | 10 | 9.7 | 7.2 | 5 | 2017 |  |  |  | Y | [6 empty] | 180 | 20 | 12.7 | Y | [5 empty] | N |  | N |  | NC
60888 | GCL New Energy, Inc. | 61280 | Wilson Solar Farm 7 | NC | Wilson | WILS7 | OP | Solar Photovoltaic | PV | IPP Non-CHP | 2 | 10 | 9.2 | 8.4 | 4 | 2017 |  |  |  | Y | [6 empty] | 180 | 20 | 12.3 | Y | [5 empty] | N |  | N |  | NC
61060 | Cypress Creek Renewables | 61283 | Bladenboro Solar, LLC | NC | Bladen | GEN1 | OP | Solar Photovoltaic | PV | IPP Non-CHP | 2 | 4.8 | 4.8 | 4.8 | 12 | 2015 |  |  |  | Y | [6 empty] | 180 | 20 | 7 | Y | [5 empty] | N |  | N |  | NC
61060 | Cypress Creek Renewables | 61284 | Lux Solar, LLC | NC | Cleveland | GEN1 | OP | Solar Photovoltaic | PV | IPP Non-CHP | 2 | 2 | 2 | 2 | 11 | 2016 |  |  |  | Y | [6 empty] | 180 | 20 | 2.8 | Y | [5 empty] | N |  | N |  | NC
61060 | Cypress Creek Renewables | 61288 | Roxboro Solar Farm, LLC | NC | Granville | GEN1 | OP | Solar Photovoltaic | PV | IPP Non-CHP | 2 | 5 | 5 | 5 | 12 | 2015 |  |  |  | Y | [6 empty] | 180 | 20 | 7 | Y | [5 empty] | N |  | N |  | NC
60496 | Enerparc Inc. | 61289 | River Bend Solar, LLC | MT | Stillwater | RBSMT | OP | Solar Photovoltaic | PV | IPP Non-CHP | 2 | 2 | 2 | 2 | 4 | 2017 |  | Y | [8 empty] | 90 | 45 | 2.8 | Y | [5 empty] | N |  | N |  | MT
60496 | Enerparc Inc. | 61290 | South Mills Solar, LLC | MT | Big Horn | SMSMT | OP | Solar Photovoltaic | PV | IPP Non-CHP | 2 | 3 | 3 | 3 | 4 | 2017 |  | Y | [8 empty] | 90 | 45 | 4.2 | Y | [5 empty] | N |  | N |  | MT
60496 | Enerparc Inc. | 61291 | Green Meadow Solar, LLC | MT | Lewis and Clark | GMSMT | OP | Solar Photovoltaic | PV | IPP Non-CHP | 2 | 3 | 3 | 3 | 4 | 2017 |  | Y | [8 empty] | 90 | 45 | 4.2 | Y | [5 empty] | N |  | N |  | MT
60888 | GCL New Energy, Inc. | 61292 | Jackson Solar Farm | NC | Wilson | JAKSN | OP | Solar Photovoltaic | PV | IPP Non-CHP | 2 | 10 | 8.6 | 7.6 | 3 | 2017 |  |  |  | Y | [6 empty] | 180 | 20 | 11.9 | Y | [5 empty] | N |  | N |  | NC
60921 | Farley Road Solar, LLC | 61294 | Farley Road Community Solar | MA | Worcester | 02419 | OP | Solar Photovoltaic | PV | IPP Non-CHP | 2 | 1.9 | 1.9 | 1.5 | 8 | 2017 |  |  |  | Y | [6 empty] | 180 | 25 | 2.4 | Y | [5 empty] | N |  | Y | 2.4 | MA
60924 | Upton Solar, LLC | 61297 | Upton Community Solar | MA | Worcester | 02567 | OP | Solar Photovoltaic | PV | IPP Non-CHP | 2 | 2 | 2 | 1.6 | 9 | 2017 |  |  |  | Y | [6 empty] | 170 | 26.5 | 2.5 | Y | [5 empty] | N |  | Y | 2.5 | MA
60925 | Pleasantdale Road Solar, LLC | 61298 | Pleasantdale Road Community Solar | MA | Worcester | 02112 | OP | Solar Photovoltaic | PV | IPP Non-CHP | 2 | 1 | 1 | 0.8 | 9 | 2017 |  |  |  | Y | [6 empty] | 187 | 20 | 1.3 | Y | [5 empty] | N |  | Y | 1.3 | MA
60926 | Hatfield Renewables, LLC | 61299 | Hatfield Renewables Community Solar | MA | Hampshire | 02599 | OP | Solar Photovoltaic | PV | IPP Non-CHP | 2 | 1.9 | 1.9 | 1.5 | 9 | 2017 |  |  |  | Y | [6 empty] | 180 | 30 | 2.5 | Y | [5 empty] | N |  | Y | 2.5 | MA
60920 | Peterson Road Solar, LLC | 61307 | Peterson Road Solar | MA | Hampden | 02076 | OP | Solar Photovoltaic | PV | IPP Non-CHP | 2 | 2.5 | 2.5 | 2 | 4 | 2017 |  |  |  | Y | [6 empty] | 175 | 30 | 3.6 | Y | [5 empty] | N |  | Y | 3.6 | MA
60919 | Sampson Road Solar, LLC | 61308 | Sampson Road Community Solar | MA | Worcester | 02696 | OP | Solar Photovoltaic | PV | IPP Non-CHP | 2 | 2 | 2 | 1.6 | 12 | 2017 |  |  |  | Y | [6 empty] | 185 | 25.5 | 2.6 | Y | [5 empty] | N |  | Y | 2.6 | MA
57389 | IKEA Property Inc | 61309 | IKEA Grand Prairie Rooftop PV System | TX | Dallas | PV1 | OP | Solar Photovoltaic | PV | IPP Non-CHP | 2 | 1.2 | 1.1 | 0.7 | 12 | 2017 |  |  |  | Y | [6 empty] | 180 | 10 | 1.2 | Y | [5 empty] | Y | 1.2 | N |  | TX
55729 | Duke Energy Kentucky Inc | 61310 | Crittenden Solar Facility | KY | Grant | PV1 | OP | Solar Photovoltaic | PV | Electric Utility | 1 | 2.7 | 2.7 | 2.7 | 12 | 2017 |  |  |  | Y | [6 empty] | 180 | 25 | 3.8 | Y | [5 empty] | N |  | N |  | KY
55729 | Duke Energy Kentucky Inc | 61311 | Walton 1 Solar Facility | KY | Kenton | PV1 | OP | Solar Photovoltaic | PV | Electric Utility | 1 | 2 | 2 | 2 | 12 | 2017 |  |  |  | Y | [6 empty] | 180 | 25 | 2.9 | Y | [5 empty] | N |  | N |  | KY
55729 | Duke Energy Kentucky Inc | 61312 | Walton 2 Solar Facility | KY | Kenton | PV1 | OP | Solar Photovoltaic | PV | Electric Utility | 1 | 2 | 2 | 2 | 12 | 2017 |  |  |  | Y | [6 empty] | 180 | 25 | 2.9 | Y | [5 empty] | N |  | N |  | KY
58822 | MC Power Companies Inc | 61313 | BPU Solar Farm | KS | Wyandotte | BPU1 | OP | Solar Photovoltaic | PV | IPP Non-CHP | 2 | 1 | 1 | 1 | 9 | 2017 |  |  |  | Y | [6 empty] | 180 | 25 | 1.3 | Y | [5 empty] | N |  | N |  | KS
60916 | SR Kersey, LLC | 61314 | SR Kersey | CO | Weld | KERS | OP | Solar Photovoltaic | PV | IPP Non-CHP | 2 | 3.5 | 3.5 | 3.5 | 8 | 2017 |  | Y | [8 empty] | 180 | 45 | 4.7 |  | Y |  |  |  |  | N |  | N |  | CO
60917 | Golden Hills Solar, LLC | 61315 | Golden Hills Solar | MA | Worcester | 02196 | OP | Solar Photovoltaic | PV | IPP Non-CHP | 2 | 4.7 | 4.7 | 3.8 | 9 | 2017 |  |  |  | Y | [6 empty] | 177 | 27 | 6 | Y | [5 empty] | N |  | Y | 6 | MA
58822 | MC Power Companies Inc | 61316 | Higginsville Solar Farm | MO | Lafayette | HSF1 | OP | Solar Photovoltaic | PV | IPP Non-CHP | 2 | 2.5 | 2.5 | 2.5 | 11 | 2017 |  |  |  | Y | [6 empty] | 180 | 25 | 3.2 | Y | [5 empty] | N |  | N |  | MO
11208 | Los Angeles Department of Water & Power | 61319 | Port of LA Solar FiT Project | CA | Los Angeles | W4885 | OP | Solar Photovoltaic | PV | IPP Non-CHP | 2 | 1.1 | 1.1 | 1.1 | 10 | 2015 |  |  |  | Y | [6 empty] | 168 | 10 | 1.2 | Y | [5 empty] | N |  | N |  | CA
60962 | Saluda Solar II, LLC | 61323 | Saluda Solar II | SC | Saluda | PGRB5 | OP | Solar Photovoltaic | PV | IPP Non-CHP | 2 | 3.4 | 3.4 | 3.4 | 5 | 2017 |  | Y | [8 empty] | 180 | 60 | 4.7 | Y | [5 empty] | N |  | N |  | SC
60963 | Odyssey Solar, LLC | 61324 | Odyssey Solar | SC | Lexington | PGRB4 | OP | Solar Photovoltaic | PV | IPP Non-CHP | 2 | 8.2 | 8.2 | 8.2 | 8 | 2017 |  | Y | [8 empty] | 180 | 60 | 11.8 | Y | [5 empty] | N |  | N |  | SC
61298 | Pine Gate Renewables | 61325 | Hampton Solar I | SC | Hampton | PGRB3 | OP | Solar Photovoltaic | PV | IPP Non-CHP | 2 | 6.8 | 6.8 | 6.8 | 8 | 2017 |  | Y | [8 empty] | 90 | 60 | 9.5 | Y | [5 empty] | N |  | N |  | SC
61298 | Pine Gate Renewables | 61326 | Cameron Solar II | SC | Calhoun | PGRB2 | OP | Solar Photovoltaic | PV | IPP Non-CHP | 2 | 4.1 | 4.1 | 4.1 | 7 | 2017 |  | Y | [8 empty] | 180 | 60 | 5.7 | Y | [5 empty] | N |  | N |  | SC
61298 | Pine Gate Renewables | 61327 | Barnwell Solar | SC | Barnwell | PGRB1 | OP | Solar Photovoltaic | PV | IPP Non-CHP | 2 | 5.4 | 5.4 | 5.4 | 6 | 2017 |  | Y | [8 empty] | 180 | 60 | 7.6 | Y | [5 empty] | N |  | N |  | SC
60967 | Crater Community Solar | 61328 | Crater Community Solar | MN | Chippewa | TCCS1 | OP | Solar Photovoltaic | PV | IPP Non-CHP | 2 | 1 | 0.9 | 0.9 | 12 | 2017 |  |  |  | Y | [6 empty] | 185 | 35 | 1.3 |  | Y |  |  |  |  | N |  | Y | 1 | MN
60967 | Crater Community Solar | 61328 | Crater Community Solar | MN | Chippewa | TCCS2 | OP | Solar Photovoltaic | PV | IPP Non-CHP | 2 | 1 | 0.9 | 0.9 | 12 | 2017 |  |  |  | Y | [6 empty] | 185 | 35 | 1.3 |  | Y |  |  |  |  | N |  | Y | 1 | MN
60967 | Crater Community Solar | 61328 | Crater Community Solar | MN | Chippewa | TCCS3 | OP | Solar Photovoltaic | PV | IPP Non-CHP | 2 | 1 | 0.9 | 0.9 | 12 | 2017 |  |  |  | Y | [6 empty] | 185 | 35 | 1.3 |  | Y |  |  |  |  | N |  | Y | 1 | MN
60496 | Enerparc Inc. | 61335 | Great Divide Solar, LLC | MT | Lewis and Clark | GDSMT | OP | Solar Photovoltaic | PV | IPP Non-CHP | 2 | 3 | 3 | 3 | 9 | 2017 |  | Y | [8 empty] | 90 | 45 | 4.1 | Y | [5 empty] | N |  | N |  | MT
60496 | Enerparc Inc. | 61336 | Black Eagle Solar, LLC | MT | Cascade | BESMT | OP | Solar Photovoltaic | PV | IPP Non-CHP | 2 | 3 | 3 | 3 | 9 | 2017 |  | Y | [8 empty] | 90 | 45 | 4.1 | Y | [5 empty] | N |  | N |  | MT
60496 | Enerparc Inc. | 61337 | Magpie Solar, LLC | MT | Golden Valley | MSMT | OP | Solar Photovoltaic | PV | IPP Non-CHP | 2 | 3 | 3 | 3 | 9 | 2017 |  | Y | [8 empty] | 90 | 45 | 4.1 | Y | [5 empty] | N |  | N |  | MT
60978 | SP Solar 5, LLC | 61338 | Mill Creek Solar (OR) | OR | Yamhill | PGRC1 | OP | Solar Photovoltaic | PV | IPP Non-CHP | 2 | 2.2 | 2.2 | 2.2 | 12 | 2017 |  | N |  | Y | [6 empty] | 180 | 15 | 3.2 | Y | [5 empty] | N |  | N |  | OR
61060 | Cypress Creek Renewables | 61340 | Next Generation Solar Farm | VT | Addison | NGSF1 | OP | Solar Photovoltaic | PV | IPP Non-CHP | 2 | 2.2 | 2.2 | 2.2 | 12 | 2017 |  |  |  | Y | [6 empty] | 180 | 20 | 3.2 | Y | [5 empty] | N |  | N |  | VT
60979 | BWC Salmon Brook, LLC | 61341 | Grafton PV | MA | Worcester | MSBW1 | OP | Solar Photovoltaic | PV | IPP Non-CHP | 2 | 2.7 | 2.7 | 2.7 | 10 | 2016 |  |  |  | Y | [6 empty] | 180 | 20 | 3.7 | Y | [5 empty] | N |  | Y | 3.7 | MA
60980 | BWC French River, LLC | 61342 | Barrett PV | MA | Worcester | MSBW2 | OP | Solar Photovoltaic | PV | IPP Non-CHP | 2 | 11.9 | 11.9 | 11.9 | 11 | 2016 |  |  |  | Y | [6 empty] | 180 | 25 | 16.4 | Y | [5 empty] | N |  | Y | 16.4 | MA
61060 | Cypress Creek Renewables | 61347 | Long Henry Solar | NC | Wayne | GEN1 | OP | Solar Photovoltaic | PV | IPP Non-CHP | 2 | 2 | 2 | 2 | 9 | 2017 |  |  |  | Y | [6 empty] | 180 | 20 | 2.8 | Y | [5 empty] | N |  | N |  | NC
60991 | Westmont Solar, LLC | 61348 | Westmont 400A | CA | Los Angeles | W5691 | OP | Solar Photovoltaic | PV | IPP Non-CHP | 2 | 2.3 | 2.3 | 2.3 | 7 | 2017 |  |  |  | Y | [6 empty] | 180 | 10 | 2.4 | Y | [5 empty] | N |  | N |  | CA
60991 | Westmont Solar, LLC | 61349 | Westmont 400B | CA | Los Angeles | W5694 | OP | Solar Photovoltaic | PV | IPP Non-CHP | 2 | 2.2 | 2.2 | 2.2 | 7 | 2017 |  |  |  | Y | [6 empty] | 180 | 10 | 2.4 | Y | [5 empty] | N |  | N |  | CA
57081 | WGL Energy Systems, Inc | 61350 | MDFA Devens-Saratoga | MA | Worcester | SO145 | OP | Solar Photovoltaic | PV | IPP Non-CHP | 2 | 2.5 | 2.5 | 2.5 | 3 | 2016 |  | Y | [8 empty] | 176 | 12 | 3.2 | Y | [5 empty] | Y | 3.2 | N |  | MA
61060 | Cypress Creek Renewables | 61351 | Bear Creek Solar | NC | Chatham | GEN1 | OP | Solar Photovoltaic | PV | IPP Non-CHP | 2 | 2 | 2 | 2 | 11 | 2017 | [23 empty] | NC
61060 | Cypress Creek Renewables | 61352 | Bondi Solar | NC | Jones | GEN1 | OP | Solar Photovoltaic | PV | IPP Non-CHP | 2 | 5 | 5 | 5 | 12 | 2017 |  |  |  | Y | [6 empty] | 180 | 20 | 6.2 | Y | [5 empty] | N |  | N |  | NC
56990 | NJR Clean Energy Ventures Corporation | 61354 | Princeton Solar Project | NJ | Mercer | STONY | OP | Solar Photovoltaic | PV | IPP Non-CHP | 2 | 2.5 | 2.5 | 2.5 | 9 | 2017 |  |  |  | Y | [6 empty] | 180 | 25 | 2.9 | Y | [5 empty] | N |  | N |  | NJ
60994 | IGS Solar I, LLC | 61358 | IGS Solar I - BWI5 | MD | Baltimore | BWI5 | OP | Solar Photovoltaic | PV | IPP Non-CHP | 2 | 1.1 | 1.1 | 0.7 | 12 | 2016 |  |  |  | Y | [6 empty] | 177 | 10 | 1.6 | Y | [5 empty] | Y | 1.6 | N |  | MD
60994 | IGS Solar I, LLC | 61359 | IGS Solar I - EWR5 | NJ | Middlesex | EWR5 | OP | Solar Photovoltaic | PV | IPP Non-CHP | 2 | 1.9 | 1.9 | 1.3 | 11 | 2016 |  |  |  | Y | [6 empty] | 197 | 10 | 2.9 | Y | [5 empty] | Y | 2.9 | N |  | NJ
60994 | IGS Solar I, LLC | 61360 | IGS Solar I - EWR6 | NJ | Middlesex | EWR6 | OP | Solar Photovoltaic | PV | IPP Non-CHP | 2 | 1.9 | 1.9 | 1.1 | 11 | 2016 |  |  |  | Y | [6 empty] | 196 | 10 | 2.5 | Y | [5 empty] | Y | 2.5 | N |  | NJ
61000 | Equuleus Community Solar Gardens, LLC | 61363 | Equuleus Community Solar Gardens | MN | Dakota | CSG1 | OP | Solar Photovoltaic | PV | IPP Non-CHP | 2 | 1 | 1 | 1 | 8 | 2017 |  |  |  | Y | [6 empty] | 180 | 34 | 1 | Y | [5 empty] | N |  | N |  | MN
61000 | Equuleus Community Solar Gardens, LLC | 61363 | Equuleus Community Solar Gardens | MN | Dakota | CSG2 | OP | Solar Photovoltaic | PV | IPP Non-CHP | 2 | 1 | 1 | 1 | 8 | 2017 |  |  |  | Y | [6 empty] | 180 | 34 | 1 | Y | [5 empty] | N |  | N |  | MN
61000 | Equuleus Community Solar Gardens, LLC | 61363 | Equuleus Community Solar Gardens | MN | Dakota | CSG3 | OP | Solar Photovoltaic | PV | IPP Non-CHP | 2 | 1 | 1 | 1 | 8 | 2017 |  |  |  | Y | [5 empty] | N | 180 | 34 | 1 | Y | [5 empty] | N |  | N |  | MN
61000 | Equuleus Community Solar Gardens, LLC | 61363 | Equuleus Community Solar Gardens | MN | Dakota | CSG4 | OP | Solar Photovoltaic | PV | IPP Non-CHP | 2 | 1 | 1 | 1 | 8 | 2017 |  |  |  | Y | [6 empty] | 180 | 34 | 1 | Y | [5 empty] | N |  | N |  | MN
61000 | Equuleus Community Solar Gardens, LLC | 61363 | Equuleus Community Solar Gardens | MN | Dakota | CSG5 | OP | Solar Photovoltaic | PV | IPP Non-CHP | 2 | 1 | 1 | 1 | 8 | 2017 |  |  |  | Y | [6 empty] | 180 | 34 | 1 | Y | [5 empty] | N |  | N |  | MN
57319 | Constellation Solar Massachusetts LLC | 61367 | Smith & Wesson at Springfield MA PV | MA | Hampden | PV1 | OP | Solar Photovoltaic | PV | IPP Non-CHP | 2 | 1.9 | 1.4 | 1.4 | 7 | 2017 |  |  |  | Y | [6 empty] | 110.3 | 10 | 1.7 | Y | [5 empty] | Y | 1.7 | N |  | MA
61060 | Cypress Creek Renewables | 61370 | Walnut Springs Solar | TX | Bosque | GEN1 | OP | Solar Photovoltaic | PV | IPP Non-CHP | 2 | 5 | 5 | 5 | 12 | 2016 |  | N |  | Y | [6 empty] | 180 | 20 | 7 | Y |  |  | Y |  |  | N |  | N |  | TX
61009 | LSE Centaurus LLC | 61371 | Centaurus Solar - MA | MA | Middlesex | ASH24 | OP | Solar Photovoltaic | PV | IPP Non-CHP | 2 | 2.4 | 2.4 | 2.4 | 11 | 2016 |  |  |  | Y | [6 empty] | 168 | 20 | 2.8 | Y | [5 empty] | N |  | Y | 2.8 | MA
61011 | Kearsarge Bellingham LLC | 61373 | Kearsarge Bellingham PV | MA | Norfolk | BELL | OP | Solar Photovoltaic | PV | IPP Non-CHP | 2 | 2.9 | 2.9 | 2.9 | 12 | 2016 |  |  |  | Y | [6 empty] | 180 | 20 | 4.1 | Y | [5 empty] | Y | 4.1 | N |  | MA
58468 | Dominion Renewable Energy | 61374 | Clarke Solar Power Facility | VA | Clarke | PV1 | OP | Solar Photovoltaic | PV | IPP Non-CHP | 2 | 10 | 10 | 10 | 7 | 2017 |  | Y | [8 empty] | 180 | 60 | 12.6 | Y | [5 empty] | N |  | N |  | VA
58468 | Dominion Renewable Energy | 61375 | Cherrydale Solar Power Facility | VA | Northampton | PV1 | OP | Solar Photovoltaic | PV | IPP Non-CHP | 2 | 20 | 20 | 20 | 11 | 2017 |  | Y | [8 empty] | 180 | 60 | 25.1 | Y | [5 empty] | N |  | N |  | VA
61012 | AES Distributed Energy | 61376 | Cedar Creek PV | NY | Nassau | CEDR1 | OP | Solar Photovoltaic | PV | IPP Non-CHP | 2 | 1.8 | 1.8 | 1.8 | 6 | 2017 |  |  |  | Y | [6 empty] | 171 | 15 | 2.7 | Y | [5 empty] | N |  | N |  | NY
61012 | AES Distributed Energy | 61377 | Amazon - Patterson PV | CA | Stanislaus | PATT1 | OP | Solar Photovoltaic | PV | IPP Non-CHP | 2 | 2.5 | 2.5 | 2.5 | 5 | 2017 |  |  |  | Y | [6 empty] | 180 | 10 | 3.3 | Y | [5 empty] | Y | 3.3 | N |  | CA
61014 | DodgeSun, LLC | 61379 | DodgeSun CSG | MN | Dodge | DODG1 | OP | Solar Photovoltaic | PV | IPP Non-CHP | 2 | 1 | 1 | 1 | 12 | 2017 |  |  |  | Y | [6 empty] | 180 | 30 | 1.5 | Y | [5 empty] | N |  | N |  | MN
61014 | DodgeSun, LLC | 61379 | DodgeSun CSG | MN | Dodge | DODG2 | OP | Solar Photovoltaic | PV | IPP Non-CHP | 2 | 1 | 1 | 1 | 12 | 2017 |  |  |  | Y | [6 empty] | 180 | 30 | 1.5 | Y | [5 empty] | N |  | N |  | MN
61014 | DodgeSun, LLC | 61379 | DodgeSun CSG | MN | Dodge | DODG3 | OP | Solar Photovoltaic | PV | IPP Non-CHP | 2 | 1 | 1 | 1 | 12 | 2017 |  |  |  | Y | [6 empty] | 180 | 30 | 1.5 | Y | [5 empty] | N |  | N |  | MN
61014 | DodgeSun, LLC | 61379 | DodgeSun CSG | MN | Dodge | DODG4 | OP | Solar Photovoltaic | PV | IPP Non-CHP | 2 | 1 | 1 | 1 | 12 | 2017 |  |  |  | Y | [6 empty] | 180 | 30 | 1.5 | Y | [5 empty] | N |  | N |  | MN
61014 | DodgeSun, LLC | 61379 | DodgeSun CSG | MN | Dodge | DODG5 | OP | Solar Photovoltaic | PV | IPP Non-CHP | 2 | 1 | 1 | 1 | 12 | 2017 |  |  |  | Y | [6 empty] | 180 | 30 | 1.5 | Y | [5 empty] | N |  | N |  | MN
61016 | SunE Koppelman 1, LLC | 61381 | Koppelman Sun CSG | MN | Blue Earth | KOPP1 | OP | Solar Photovoltaic | PV | IPP Non-CHP | 2 | 1 | 1 | 1 | 11 | 2017 |  |  |  | Y | [6 empty] | 180 | 30 | 1.5 | Y | [5 empty] | N |  | N |  | MN
61016 | SunE Koppelman 1, LLC | 61381 | Koppelman Sun CSG | MN | Blue Earth | KOPP2 | OP | Solar Photovoltaic | PV | IPP Non-CHP | 2 | 1 | 1 | 1 | 11 | 2017 |  |  |  | Y | [6 empty] | 180 | 30 | 1.5 | Y | [5 empty] | N |  | N |  | MN
61016 | SunE Koppelman 1, LLC | 61381 | Koppelman Sun CSG | MN | Blue Earth | KOPP3 | OP | Solar Photovoltaic | PV | IPP Non-CHP | 2 | 1 | 1 | 1 | 11 | 2017 |  |  |  | Y | [6 empty] | 180 | 30 | 1.5 | Y | [5 empty] | N |  | N |  | MN
61016 | SunE Koppelman 1, LLC | 61381 | Koppelman Sun CSG | MN | Blue Earth | KOPP4 | OP | Solar Photovoltaic | PV | IPP Non-CHP | 2 | 1 | 1 | 1 | 11 | 2017 |  |  |  | Y | [6 empty] | 180 | 30 | 1.5 | Y | [5 empty] | N |  | N |  | MN
61016 | SunE Koppelman 1, LLC | 61381 | Koppelman Sun CSG | MN | Blue Earth | KOPP5 | OP | Solar Photovoltaic | PV | IPP Non-CHP | 2 | 1 | 1 | 1 | 11 | 2017 |  |  |  | Y | [6 empty] | 180 | 30 | 1.5 | Y | [5 empty] | N |  | N |  | MN
61018 | SunE Rengstorf 1, LLC | 61383 | Rengstorf Solar CSG | MN | Nicollet | RENG1 | OP | Solar Photovoltaic | PV | IPP Non-CHP | 2 | 1 | 1 | 1 | 11 | 2017 |  |  |  | Y | [6 empty] | 180 | 30 | 1.5 | Y | [5 empty] | N |  | N |  | MN
61018 | SunE Rengstorf 1, LLC | 61383 | Rengstorf Solar CSG | MN | Nicollet | RENG2 | OP | Solar Photovoltaic | PV | IPP Non-CHP | 2 | 1 | 1 | 1 | 11 | 2017 |  |  |  | Y | [6 empty] | 180 | 30 | 1.5 | Y | [5 empty] | N |  | N |  | MN
61018 | SunE Rengstorf 1, LLC | 61383 | Rengstorf Solar CSG | MN | Nicollet | RENG3 | OP | Solar Photovoltaic | PV | IPP Non-CHP | 2 | 1 | 1 | 1 | 11 | 2017 |  |  |  | Y | [6 empty] | 180 | 30 | 1.5 | Y | [5 empty] | N |  | N |  | MN
61018 | SunE Rengstorf 1, LLC | 61383 | Rengstorf Solar CSG | MN | Nicollet | RENG4 | OP | Solar Photovoltaic | PV | IPP Non-CHP | 2 | 1 | 1 | 1 | 11 | 2017 |  |  |  | Y | [6 empty] | 180 | 30 | 1.5 | Y | [5 empty] | N |  | N |  | MN
61018 | SunE Rengstorf 1, LLC | 61383 | Rengstorf Solar CSG | MN | Nicollet | RENG5 | OP | Solar Photovoltaic | PV | IPP Non-CHP | 2 | 1 | 1 | 1 | 11 | 2017 |  |  |  | Y | [6 empty] | 180 | 30 | 1.5 | Y | [5 empty] | N |  | N |  | MN
60571 | AEP Onsite Partners | 61388 | AEP Jacksonville Solar Project | FL | Duval | PV1 | OP | Solar Photovoltaic | PV | IPP Non-CHP | 2 | 7.1 | 7.1 | 7.1 | 5 | 2017 |  | Y | [8 empty] | 180 | 25 | 7.5 | Y | [5 empty] | Y | 7.1 | N |  | FL
60571 | AEP Onsite Partners | 61389 | Letchworth Solar Project | NY | Wyoming | PV1 | OP | Solar Photovoltaic | PV | IPP Non-CHP | 2 | 1.2 | 1.2 | 1.2 | 6 | 2017 |  |  |  | Y | [6 empty] | 180 | 28 | 1.2 | Y | [5 empty] | Y | 1.2 | N |  | NY
61032 | Constellation Solar Georgia 2, LLC | 61397 | Georgia Power at Jakin GA PV | GA | Early | PV1 | OP | Solar Photovoltaic | PV | IPP Non-CHP | 2 | 1.5 | 1.5 | 1.5 | 12 | 2017 |  | Y | [8 empty] | 180 |  | 1.8 | Y | [5 empty] | N |  | N |  | GA
61025 | LSE Canis Major LLC | 61398 | Canis Major Solar Farm | CT | Hartford | S1980 | OP | Solar Photovoltaic | PV | IPP Non-CHP | 2 | 2 | 2 | 2 | 12 | 2016 |  |  |  | Y | [6 empty] | 180 | 25 | 2.9 | Y | [5 empty] | N |  | Y | 2 | CT
61028 | LSE Cassiopeia LLC | 61399 | Ashby Duffy CSG Solar Farm | MA | Middlesex | DU183 | OP | Solar Photovoltaic | PV | IPP Non-CHP | 2 | 1.8 | 1.8 | 1.8 | 12 | 2017 |  |  |  | Y | [6 empty] | 180 | 25 | 2.7 | Y | [5 empty] | N |  | Y | 2.7 | MA
61024 | Deep Branch Farm, LLC | 61403 | Deep Branch Farm | NC | Robeson | 1 | OP | Solar Photovoltaic | PV | IPP Non-CHP | 2 | 5 | 5 | 5 | 1 | 2017 |  |  |  | Y | [6 empty] | 190 | 20 | 6.5 | Y | [5 empty] | X |  | X |  | NC
61039 | Pikeville Farm, LLC | 61404 | Pikeville Farm | NC | Wayne | 1 | OP | Solar Photovoltaic | PV | IPP Non-CHP | 2 | 5 | 5 | 5 | 11 | 2017 |  | Y | [8 empty] | 90 | 0 | 6.5 | Y | [5 empty] | N |  | N |  | NCDOM
61040 | Moorings Farm 2, LLC | 61405 | Moorings Farm 2 | NC | Lenoir | 1 | OP | Solar Photovoltaic | PV | IPP Non-CHP | 2 | 5 | 5 | 5 | 9 | 2017 |  | N |  | Y | [6 empty] | 180 | 20 | 6.7 | Y | [5 empty] | N |  | N |  | NCDOM
61157 | Essex Solar Center, LLC | 61406 | Essex Solar Center | VA | Essex | ESSEX | OP | Solar Photovoltaic | PV | IPP Non-CHP | 2 | 20 | 20 | 20 | 12 | 2017 |  | Y | [8 empty] | 90 |  | 26.7 | Y | [5 empty] | N |  | N |  | VA
61043 | LSE Canis Minor LLC | 61408 | Canis Minor Solar Farm | CT | Litchfield | B1000 | OP | Solar Photovoltaic | PV | IPP Non-CHP | 2 | 1 | 1 | 1 | 12 | 2016 |  |  |  | Y | [6 empty] | 180 | 20 | 1.5 | Y | [5 empty] | N |  | Y | 1 | CT
61060 | Cypress Creek Renewables | 61409 | Highway 56 Solar | TX | Grayson | GEN1 | OP | Solar Photovoltaic | PV | IPP Non-CHP | 2 | 5.3 | 5.3 | 5.3 | 12 | 2017 |  |  |  | Y | [6 empty] | 180 | 20 | 7.2 | Y | [5 empty] | N |  | N |  | TX
61060 | Cypress Creek Renewables | 61410 | Whitesboro Solar | TX | Grayson | GEN1 | OP | Solar Photovoltaic | PV | IPP Non-CHP | 2 | 5 | 5 | 5 | 12 | 2017 |  |  |  | Y | [6 empty] | 180 | 20 | 7.1 | Y | [5 empty] | N |  | N |  | TX
61060 | Cypress Creek Renewables | 61411 | Whitesboro Solar II | TX | Grayson | GEN1 | OP | Solar Photovoltaic | PV | IPP Non-CHP | 2 | 5 | 5 | 5 | 12 | 2017 |  |  |  | Y | [6 empty] | 180 | 20 | 7.1 | Y | [5 empty] | N |  | N |  | TX
20326 | Town of West Boylston - (MA) | 61415 | West Boylston Community Shared Solar | MA | Worcester | CS1 | OP | Solar Photovoltaic | PV | Electric Utility | 1 | 1.5 | 1.5 | 1.5 | 12 | 2016 |  |  |  | Y | [6 empty] | 183 | 28 | 2.1 | Y | [5 empty] | N |  | N |  | MA
60059 | ZGlobal Inc | 61418 | Valencia 1 Solar CA | CA | Imperial | VAL1 | OP | Solar Photovoltaic | PV | IPP Non-CHP | 2 | 3 | 3 | 3 | 9 | 2017 | [12 empty] | 4 | [10 empty] | CA
61058 | One Ten Partner, LLC | 61419 | One Ten Partners PV | CA | Los Angeles | OTP | OP | Solar Photovoltaic | PV | IPP Non-CHP | 2 | 2 | 2 | 2 | 9 | 2017 |  | Y | [8 empty] | 0 | 0 | 2.7 | Y | [5 empty] | N |  | N |  | CA
60059 | ZGlobal Inc | 61421 | Madera 1 PV | CA | Madera | MDRA1 | OP | Solar Photovoltaic | PV | IPP Non-CHP | 2 | 1.5 | 1.5 | 1.5 | 12 | 2017 |  | Y | [8 empty] | 180 | 0 | 2.1 | Y | [5 empty] | N |  | N |  | CA
58468 | Dominion Renewable Energy | 61422 | Southampton Solar, LLC | VA | Southampton | PV1 | OP | Solar Photovoltaic | PV | IPP Non-CHP | 2 | 100 | 100 | 100 | 11 | 2017 |  | Y | [8 empty] | 180 | 60 | 140.8 | Y | [5 empty] | N |  | N |  | VA
15257 | Poudre Valley REA, Inc | 61425 | Coyote Ridge Community Solar | CO | Larimer | COYCS | OP | Solar Photovoltaic | PV | Electric Utility | 1 | 1.5 | 1.5 | 1.5 | 10 | 2017 |  | N | Y | [9 empty] | 1.9 | Y | [5 empty] | N |  | N |  | CO
60520 | SoCore Energy LLC | 61427 | Richmond CSG | MN | Stearns | PV1 | OP | Solar Photovoltaic | PV | IPP Non-CHP | 2 | 5 | 5 | 5 | 12 | 2017 |  |  |  | Y | [6 empty] | 180 | 25 | 7 | Y | [5 empty] | N |  | N |  | MN
59462 | Heelstone Energy Holdings, LLC | 61430 | OR Solar 6, LLC | OR | Lake | PV6 | OP | Solar Photovoltaic | PV | IPP Non-CHP | 2 | 10 | 10 | 10 | 12 | 2017 | [23 empty] | OR
15466 | Public Service Co of Colorado | 61439 | Panasonic Carport Solar | CO | Adams | PANPV | OP | Solar Photovoltaic | PV | Electric Utility | 1 | 1.3 | 1.3 | 1.3 | 5 | 2017 |  |  |  | Y | [6 empty] | 180 | 7 | 1.6 | Y | [5 empty] | N |  | N |  | CO
61077 | IGS ORIX Solar I, LLC | 61441 | Denver Braswell PV | GA | Colquitt | GPDB1 | OP | Solar Photovoltaic | PV | IPP Non-CHP | 2 | 1.4 | 1.4 | 1.4 | 8 | 2017 |  | N |  | Y | [6 empty] | 180 | 25 | 2 | Y | [5 empty] | N |  | N |  | GA
61071 | Northfield Holdco LLC | 61451 | Northfield Holdco CSG | MN | Rice | NORTH | OP | Solar Photovoltaic | PV | IPP Non-CHP | 2 | 5 | 5 | 5 | 12 | 2017 |  |  |  | Y | [6 empty] | 180 | 30 | 7 | Y | [5 empty] | N |  | Y | 7 | MN
61072 | Waterford Holdco LLC | 61452 | Waterford Holdco CSG | MN | Rice | WATER | OP | Solar Photovoltaic | PV | IPP Non-CHP | 2 | 2.7 | 2.7 | 2.7 | 11 | 2017 |  |  |  | Y | [6 empty] | 180 | 30 | 3.8 | Y | [5 empty] | N |  | Y | 3.7 | MN
61075 | Minnesota Solar CSG 19, LLC | 61453 | B.R. Corcoran CSG | MN | Hennepin | 42278 | OP | Solar Photovoltaic | PV | IPP Non-CHP | 2 | 1 | 1 | 1 | 11 | 2017 |  |  |  | Y | [6 empty] | 180 | 30 | 1.4 | Y | [5 empty] | N |  | Y | 1 | MN
61075 | Minnesota Solar CSG 19, LLC | 61453 | B.R. Corcoran CSG | MN | Hennepin | 42279 | OP | Solar Photovoltaic | PV | IPP Non-CHP | 2 | 1 | 1 | 1 | 11 | 2017 |  |  |  | Y | [6 empty] | 180 | 30 | 1.4 | Y | [5 empty] | N |  | Y | 1 | MN
61075 | Minnesota Solar CSG 19, LLC | 61453 | B.R. Corcoran CSG | MN | Hennepin | 42280 | OP | Solar Photovoltaic | PV | IPP Non-CHP | 2 | 1 | 1 | 1 | 11 | 2017 |  |  |  | Y | [6 empty] | 180 | 30 | 1.4 | Y | [5 empty] | N |  | Y | 1 | MN
61075 | Minnesota Solar CSG 19, LLC | 61453 | B.R. Corcoran CSG | MN | Hennepin | 42281 | OP | Solar Photovoltaic | PV | IPP Non-CHP | 2 | 1 | 1 | 1 | 11 | 2017 |  |  |  | Y | [6 empty] | 180 | 30 | 1.4 | Y | [5 empty] | N |  | Y | 1 | MN
61075 | Minnesota Solar CSG 19, LLC | 61453 | B.R. Corcoran CSG | MN | Hennepin | 42282 | OP | Solar Photovoltaic | PV | IPP Non-CHP | 2 | 1 | 1 | 1 | 11 | 2017 |  |  |  | Y | [6 empty] | 180 | 30 | 1.4 | Y | [5 empty] | N |  | Y | 1 | MN
61074 | Minnesota Solar CSG 21, LLC | 61454 | B.R. Sartell CSG | MN | Stearns | 42286 | OP | Solar Photovoltaic | PV | IPP Non-CHP | 2 | 1 | 1 | 1 | 11 | 2017 |  |  |  | Y | [6 empty] | 180 | 25 | 1.4 | Y | [5 empty] | N |  | Y | 1 | MN
61074 | Minnesota Solar CSG 21, LLC | 61454 | B.R. Sartell CSG | MN | Stearns | 42287 | OP | Solar Photovoltaic | PV | IPP Non-CHP | 2 | 1 | 1 | 1 | 11 | 2017 |  |  |  | Y | [6 empty] | 180 | 25 | 1.4 | Y | [5 empty] | N |  | Y | 1 | MN
61074 | Minnesota Solar CSG 21, LLC | 61454 | B.R. Sartell CSG | MN | Stearns | 42288 | OP | Solar Photovoltaic | PV | IPP Non-CHP | 2 | 1 | 1 | 1 | 11 | 2017 |  |  |  | Y | [6 empty] | 180 | 25 | 1.4 | Y | [5 empty] | N |  | Y | 1 | MN
61073 | Minnesota Solar CSG 9, LLC | 61455 | B.R. Sauk Rapids CSG | MN | Benton | 42292 | OP | Solar Photovoltaic | PV | IPP Non-CHP | 2 | 1 | 1 | 1 | 11 | 2017 |  |  |  | Y | [6 empty] | 180 | 30 | 1.4 | Y | [5 empty] | N |  | Y | 1 | MN
61073 | Minnesota Solar CSG 9, LLC | 61455 | B.R. Sauk Rapids CSG | MN | Benton | 42294 | OP | Solar Photovoltaic | PV | IPP Non-CHP | 2 | 1 | 1 | 1 | 11 | 2017 |  |  |  | Y | [6 empty] | 180 | 30 | 1.4 | Y | [5 empty] | N |  | Y | 1 | MN
61073 | Minnesota Solar CSG 9, LLC | 61455 | B.R. Sauk Rapids CSG | MN | Benton | 42295 | OP | Solar Photovoltaic | PV | IPP Non-CHP | 2 | 1 | 1 | 1 | 11 | 2017 |  |  |  | Y | [6 empty] | 180 | 30 | 1.4 | Y | [5 empty] | N |  | Y | 1 | MN
61073 | Minnesota Solar CSG 9, LLC | 61455 | B.R. Sauk Rapids CSG | MN | Benton | 42296 | OP | Solar Photovoltaic | PV | IPP Non-CHP | 2 | 1 | 1 | 1 | 11 | 2017 |  |  |  | Y | [6 empty] | 180 | 30 | 1.4 | Y | [5 empty] | N |  | Y | 1 | MN
61073 | Minnesota Solar CSG 9, LLC | 61455 | B.R. Sauk Rapids CSG | MN | Benton | 42297 | OP | Solar Photovoltaic | PV | IPP Non-CHP | 2 | 1 | 1 | 1 | 11 | 2017 |  |  |  | Y | [6 empty] | 180 | 30 | 1.4 | Y | [5 empty] | N |  | Y | 1 | MN
61076 | Minnesota Solar CSG 4, LLC | 61456 | Montgomery Winsted CSG | MN | McLeod | 41620 | OP | Solar Photovoltaic | PV | IPP Non-CHP | 2 | 1 | 1 | 1 | 11 | 2017 |  |  |  | Y | [6 empty] | 180 | 30 | 1.4 | Y | [5 empty] | N |  | Y | 1 | MN
61076 | Minnesota Solar CSG 4, LLC | 61456 | Montgomery Winsted CSG | MN | McLeod | 41621 | OP | Solar Photovoltaic | PV | IPP Non-CHP | 2 | 1 | 1 | 1 | 11 | 2017 |  |  |  | Y | [6 empty] | 180 | 30 | 1.4 | Y | [5 empty] | N |  | Y | 1 | MN
61076 | Minnesota Solar CSG 4, LLC | 61456 | Montgomery Winsted CSG | MN | McLeod | 41622 | OP | Solar Photovoltaic | PV | IPP Non-CHP | 2 | 1 | 1 | 1 | 11 | 2017 |  |  |  | Y | [6 empty] | 180 | 30 | 1.4 | Y | [5 empty] | N |  | Y | 1 | MN
61159 | Palmer Solar Center, LLC | 61457 | Palmer Solar Center | VA | Fluvanna | PALM | OP | Solar Photovoltaic | PV | IPP Non-CHP | 2 | 5 | 5 | 5 | 12 | 2017 |  | Y | [8 empty] | 90 |  | 6.7 | Y | [5 empty] | N |  | N |  | VA
61158 | Martin Solar Center, LLC | 61458 | Martin Solar Center | VA | Goochland | MARTN | OP | Solar Photovoltaic | PV | IPP Non-CHP | 2 | 5 | 5 | 5 | 12 | 2017 |  |  |  | Y | [6 empty] | 180 | 25 | 6.8 | Y | [5 empty] | N |  | N |  | VA
61032 | Constellation Solar Georgia 2, LLC | 61459 | Georgia Power at Swainsboro | GA | Emanuel | PV1 | OP | Solar Photovoltaic | PV | IPP Non-CHP | 2 | 2.9 | 2.9 | 2.9 | 11 | 2017 |  |  |  | Y | [6 empty] | 180 | 20 | 4.3 | Y | [5 empty] | N |  | N |  | GA
61077 | IGS ORIX Solar I, LLC | 61460 | IOS - MEW Phase 1 | ME | Somerset | MEW1 | OP | Solar Photovoltaic | PV | IPP Non-CHP | 2 | 4.1 | 4.1 | 2.9 | 1 | 2017 |  |  |  | Y | [6 empty] | 180 | 35 | 4.7 | Y | [5 empty] | Y | 4.7 | N |  | ME
61081 | SR Platte | 61462 | SR Platte Solar Farm | CO | Weld | PV1 | OP | Solar Photovoltaic | PV | IPP Non-CHP | 2 | 16 | 16 | 16 | 11 | 2017 |  | Y | [8 empty] | 180 | 45 | 21.8 |  | Y |  |  |  |  | N |  | N |  | CO
61082 | Vandenberg Solar I, LLC | 61463 | Vandenberg Solar Project | CA | Santa Barbara | VBERG | OP | Solar Photovoltaic | PV | IPP Non-CHP | 2 | 22.5 | 20.6 | 15.2 | 12 | 2017 |  | Y | [8 empty] | 0 | 0 | 28 | Y | [5 empty] | N |  | N |  | CA
61077 | IGS ORIX Solar I, LLC | 61465 | IGS Solar I - BWI2 | MD | Baltimore | BWI2 | OP | Solar Photovoltaic | PV | IPP Non-CHP | 2 | 1.4 | 1.4 | 0.9 | 2 | 2017 |  |  |  | Y | [6 empty] | 180 | 10 | 2 | Y | [5 empty] | Y | 2 | N |  | MD
61077 | IGS ORIX Solar I, LLC | 61466 | IOS - ERW9 | NJ | Middlesex | EWR9 | OP | Solar Photovoltaic | PV | IPP Non-CHP | 2 | 5.3 | 5.3 | 3.4 | 8 | 2017 |  |  |  | Y | [6 empty] | 166 | 10 | 7.5 | Y | [5 empty] | Y | 5.3 | N |  | NJ
61077 | IGS ORIX Solar I, LLC | 61467 | City of Lexington | NE | Dawson | LXNE1 | OP | Solar Photovoltaic | PV | IPP Non-CHP | 2 | 3.5 | 3.5 | 1.6 | 5 | 2017 |  | Y |  | N | [6 empty] | 0 | 52 | 3.9 | Y | [5 empty] | N |  | N |  | NE
61077 | IGS ORIX Solar I, LLC | 61468 | Valdosta Prison | GA | Lowndes | GPVP1 | OP | Solar Photovoltaic | PV | IPP Non-CHP | 2 | 1 | 1 | 1 | 8 | 2017 |  |  |  | Y | [6 empty] | 180 | 25 | 1.5 | Y | [5 empty] | N |  | N |  | GA
61090 | San Luis Solar Garden LLC | 61472 | San Luis Solar Garden | CO | Conejos | ANTO2 | OP | Solar Photovoltaic | PV | IPP Non-CHP | 2 | 1.2 | 1.2 | 1.2 | 8 | 2017 |  | Y | [8 empty] | 90 |  | 1.5 | Y |  | N |  |  |  | N |  | N |  | CO
61091 | Hopewell Valley High School | 61473 | Hopewell Valley High School | NJ | Mercer | HWVHS | OP | Solar Photovoltaic | PV | Electric Utility | 1 | 0.9 | 0.9 | 0.9 | 12 | 2015 |  |  |  | Y | [6 empty] | 180 | 7.5 | 1 | Y | [5 empty] | N |  | N |  | NJ
61093 | SL Babylon, LLC | 61487 | SL Babylon | NY | Suffolk | SLBAB | OP | Solar Photovoltaic | PV | IPP Non-CHP | 2 | 9 | 9 | 9 | 12 | 2017 |  |  |  | Y | [6 empty] | 180 | 20 | 10.6 | Y | [5 empty] | N |  | N |  | NY
61096 | Cameron Solar, LLC | 61489 | Cameron Solar | SC | Calhoun | CAM | OP | Solar Photovoltaic | PV | IPP Non-CHP | 2 | 20 | 20 | 20 | 12 | 2017 |  | Y | [8 empty] | 90 | 60 | 28 | Y | [5 empty] | N |  | N |  | SC
61097 | Estill Solar I, LLC | 61490 | Estill Solar | SC | Hampton | EST1 | OP | Solar Photovoltaic | PV | IPP Non-CHP | 2 | 20 | 20 | 20 | 12 | 2017 |  | Y | [8 empty] | 90 | 60 | 28 | Y | [5 empty] | N |  | N |  | SC
61099 | First Citizens Bank | 61491 | First Citizens Bank | NC | Wake | FCB | OP | Solar Photovoltaic | PV | Commercial Non-CHP | 4 | 1.5 | 1.5 | 1.5 | 7 | 2012 |  |  |  | Y | [6 empty] | 199 | 3 | 1.7 | Y | [5 empty] | N |  | N |  | NC
61100 | Harvest Moon Renewable Energy Company LLC | 61493 | Harvest Moon Renewable Energy Company | TX | Austin | SEALY | OP | Solar Photovoltaic | PV | IPP Non-CHP | 2 | 1.6 | 1.6 | 1.6 | 12 | 2015 |  | Y | [8 empty] | 90 | 0 | 1.6 |  | Y |  |  |  |  | N |  | N |  | TX
61095 | Hampton Solar II, LLC | 61498 | Hampton Solar 2 | SC | Hampton | HAM2 | OP | Solar Photovoltaic | PV | IPP Non-CHP | 2 | 20 | 20 | 20 | 12 | 2017 |  | Y | [8 empty] | 90 | 60 | 28 | Y | [5 empty] | N |  | N |  | SC
56769 | Consolidated Edison Development Inc. | 61499 | CED Foster | RI | Providence | FORI | OP | Solar Photovoltaic | PV | IPP Non-CHP | 2 | 2 | 2 | 2 | 12 | 2017 |  |  |  | Y | [6 empty] | 180 | 20 | 2.6 | Y | [5 empty] | N |  | N |  | RI
61012 | AES Distributed Energy | 61509 | Monroe County Sites A & B | NY | Monroe | MONA | OP | Solar Photovoltaic | PV | IPP Non-CHP | 2 | 1.7 | 1.7 | 1.7 | 12 | 2017 |  | N |  | Y | [6 empty] | 180 | 20 | 2.4 | Y | [5 empty] | Y | 2.4 | N |  | NY
61012 | AES Distributed Energy | 61509 | Monroe County Sites A & B | NY | Monroe | MONB | OP | Solar Photovoltaic | PV | IPP Non-CHP | 2 | 1.7 | 1.7 | 1.7 | 12 | 2017 |  | N |  | Y | [6 empty] | 180 | 20 | 2.4 | Y | [5 empty] | Y | 2.4 | N |  | NY
61012 | AES Distributed Energy | 61510 | Monroe County Sites C, D, & E | NY | Monroe | MONC | OP | Solar Photovoltaic | PV | IPP Non-CHP | 2 | 2 | 2 | 2 | 12 | 2017 |  | N |  | Y | [6 empty] | 180 | 20 | 2.8 | Y | [5 empty] | Y | 2.8 | N |  | NY
61012 | AES Distributed Energy | 61510 | Monroe County Sites C, D, & E | NY | Monroe | MOND | OP | Solar Photovoltaic | PV | IPP Non-CHP | 2 | 2 | 2 | 2 | 12 | 2017 |  | N |  | Y | [6 empty] | 180 | 20 | 2.8 | Y | [5 empty] | Y | 2.8 | N |  | NY
61012 | AES Distributed Energy | 61510 | Monroe County Sites C, D, & E | NY | Monroe | MONE | OP | Solar Photovoltaic | PV | IPP Non-CHP | 2 | 2 | 2 | 2 | 12 | 2017 |  | N |  | Y | [6 empty] | 180 | 20 | 2.8 | Y | [5 empty] | Y | 2.8 | N |  | NY
61060 | Cypress Creek Renewables | 61512 | Bullock Solar, LLC | NC | Vance | GEN1 | OP | Solar Photovoltaic | PV | IPP Non-CHP | 2 | 50 | 50 | 50 | 12 | 2017 |  |  |  | Y | [6 empty] | 180 | 20 | 75 | Y | [5 empty] | N |  | N |  | NC
61060 | Cypress Creek Renewables | 61513 | Marlin Solar | TX | Limestone | GEN1 | OP | Solar Photovoltaic | PV | IPP Non-CHP | 2 | 5.3 | 5.3 | 5.3 | 12 | 2017 |  |  |  | Y | [6 empty] | 180 | 20 | 7.2 | Y | [5 empty] | N |  | N |  | TX
61060 | Cypress Creek Renewables | 61514 | North Gainesville Solar | TX | Cooke | GEN1 | OP | Solar Photovoltaic | PV | IPP Non-CHP | 2 | 5.2 | 5.2 | 5.2 | 12 | 2017 |  |  |  | Y | [6 empty] | 180 | 20 | 6.7 | Y | [5 empty] | N |  | N |  | TX
61113 | DG Camden, LLC | 61515 | DG Camden LLC Holtec | NJ | Camden | HOLTC | OP | Solar Photovoltaic | PV | IPP Non-CHP | 2 | 2.2 | 2.2 | 2.2 | 12 | 2017 |  |  |  | Y | [6 empty] | 180 | 10 | 3.2 | Y | [5 empty] | N |  | N |  | NJ
61125 | 301 Chestnut Solar NG, LLC | 61518 | 301 Chestnut Solar NG | MA | Hampden | 3010 | OP | Solar Photovoltaic | PV | IPP Non-CHP | 2 | 4.3 | 4.3 | 1.7 | 4 | 2017 |  |  |  | Y | [6 empty] | 180 | 25 | 4.3 | Y | [5 empty] | Y | 3.7 | N |  | MA
61060 | Cypress Creek Renewables | 61519 | Baker Point | MD | Frederick | GEN1 | OP | Solar Photovoltaic | PV | IPP Non-CHP | 2 | 9 | 9 | 9 | 10 | 2016 |  |  |  | Y | [6 empty] | 180 | 25 | 11 | Y | [5 empty] | N |  | N |  | MD
61060 | Cypress Creek Renewables | 61520 | Rosewood Solar | NC | Wayne | GEN1 | OP | Solar Photovoltaic | PV | IPP Non-CHP | 2 | 2 | 2 | 2 | 10 | 2016 |  |  |  | Y | [6 empty] | 180 | 20 | 3 | Y | [5 empty] | N |  | N |  | NC
61126 | Swamp Fox Solar, LLC | 61521 | Swamp Fox Solar | SC | Lexington | PGRD2 | OP | Solar Photovoltaic | PV | IPP Non-CHP | 2 | 10.8 | 10.8 | 10.8 | 12 | 2017 |  | Y | [8 empty] | 180 | 60 | 15.2 | Y | [5 empty] | N |  | N |  | SC
61127 | Champion Solar, LLC | 61522 | Champion Solar | SC | Lexington | PGRD3 | OP | Solar Photovoltaic | PV | IPP Non-CHP | 2 | 10.8 | 10.8 | 10.8 | 12 | 2017 |  | Y | [8 empty] | 180 | 60 | 15.2 | Y | [5 empty] | N |  | N |  | SC
61128 | Haley Solar, LLC | 61523 | Haley Solar | SC | Allendale | PGRD1 | OP | Solar Photovoltaic | PV | IPP Non-CHP | 2 | 8.2 | 8.2 | 8.2 | 12 | 2017 |  | Y | [8 empty] | 180 | 60 | 11.4 | Y | [5 empty] | N |  | N |  | SC
61060 | Cypress Creek Renewables | 61524 | Whitewright Solar | TX | Fannin | GEN1 | OP | Solar Photovoltaic | PV | IPP Non-CHP | 2 | 10 | 10 | 10 | 12 | 2017 |  | Y |  | Y | [6 empty] | 180 | 20 | 14 | Y | [5 empty] | N |  | N |  | TX
61060 | Cypress Creek Renewables | 61525 | ABD Farms | NC | Randolph | GEN1 | OP | Solar Photovoltaic | PV | IPP Non-CHP | 2 | 5 | 5 | 5 | 12 | 2017 |  |  |  | Y | [6 empty] | 180 | 20 | 6.2 | Y | [5 empty] | N |  | N |  | NC
61060 | Cypress Creek Renewables | 61527 | Bakatsias Solar | NC | Alamance | GEN1 | OP | Solar Photovoltaic | PV | IPP Non-CHP | 2 | 5 | 5 | 5 | 12 | 2017 |  |  |  | Y | [6 empty] | 180 | 20 | 5.3 | Y | [5 empty] | N |  | N |  | NC
61060 | Cypress Creek Renewables | 61528 | Bayboro Solar Farm | NC | Pamlico | GEN1 | OP | Solar Photovoltaic | PV | IPP Non-CHP | 2 | 5 | 5 | 5 | 12 | 2017 |  |  |  | Y | [6 empty] | 180 | 20 | 5.7 | Y | [5 empty] | N |  | N |  | NC
61060 | Cypress Creek Renewables | 61529 | Estill Solar II | SC | Allendale | GEN1 | OP | Solar Photovoltaic | PV | IPP Non-CHP | 2 | 10.2 | 10.2 | 10.2 | 12 | 2017 |  |  |  | Y | [6 empty] | 180 | 20 | 14.8 | Y | [5 empty] | N |  | N |  | SC
61060 | Cypress Creek Renewables | 61532 | Leon Solar | TX | Hunt | GEN1 | OP | Solar Photovoltaic | PV | IPP Non-CHP | 2 | 10 | 10 | 10 | 12 | 2017 |  | Y |  | Y | [6 empty] | 180 | 20 | 14 | Y | [5 empty] | N |  | N |  | TX
61060 | Cypress Creek Renewables | 61535 | Statesville Solar | NC | Rowan | GEN1 | OP | Solar Photovoltaic | PV | IPP Non-CHP | 2 | 5 | 5 | 5 | 12 | 2017 |  |  |  | Y | [6 empty] | 180 | 20 | 6.2 | Y | [5 empty] | N |  | N |  | NC
61060 | Cypress Creek Renewables | 61536 | Wakefield Solar | NC | Wake | GEN1 | OP | Solar Photovoltaic | PV | IPP Non-CHP | 2 | 5 | 5 | 5 | 12 | 2017 |  |  |  | Y | [6 empty] | 180 | 20 | 6.2 | Y | [5 empty] | N |  | N |  | NCDOM
61146 | Ameresco, Inc - Weston | 61537 | Weston Landfill Solar | MA | Middlesex | WESTO | OP | Solar Photovoltaic | PV | IPP Non-CHP | 2 | 1.8 | 1.8 | 1.8 | 3 | 2016 |  |  |  | Y | [6 empty] | 180 | 15 | 1.8 | Y | [5 empty] | N |  | Y | 1.8 | MA
61147 | Ameresco, Inc - Braintree | 61538 | Braintree Landfill Solar | MA | Norfolk | BRAIN | OP | Solar Photovoltaic | PV | IPP Non-CHP | 2 | 1 | 1 | 1 | 12 | 2014 |  |  |  | Y | [6 empty] | 180 | 25 | 1 | Y | [5 empty] | N |  | N |  | MA
61148 | Ameresco, Inc - GELD | 61539 | GELD Solar Farm | MA | Middlesex | GELD | OP | Solar Photovoltaic | PV | IPP Non-CHP | 2 | 2.3 | 2.3 | 2.3 | 6 | 2016 |  |  |  | Y | [6 empty] | 180 | 15 | 3 | Y | [5 empty] | N |  | N |  | MA
61060 | Cypress Creek Renewables | 61542 | PopeSun CSG, LLC | MN | Pope | GEN1 | OP | Solar Photovoltaic | PV | IPP Non-CHP | 2 | 5 | 5 | 5 | 12 | 2017 |  |  |  | Y | [6 empty] | 180 | 20 | 6.2 | Y | [5 empty] | N |  | Y | 6.2 | MN
61060 | Cypress Creek Renewables | 61543 | CF Novel Solar CSG Gardens Five, LLC | MN | Steele | GEN1 | OP | Solar Photovoltaic | PV | IPP Non-CHP | 2 | 3.4 | 3.4 | 3.4 | 12 | 2017 |  |  |  | Y | [6 empty] | 180 | 20 | 5 | Y | [5 empty] | N |  | Y | 5 | MN
61060 | Cypress Creek Renewables | 61545 | CGSun, LLC | MN | Washington | GEN1 | OP | Solar Photovoltaic | PV | IPP Non-CHP | 2 | 4 | 4 | 4 | 12 | 2017 |  |  |  | Y | [6 empty] | 180 | 20 | 5 | Y | [5 empty] | N |  | Y | 5 | MN
61060 | Cypress Creek Renewables | 61548 | CF Novel Solar CSG Gardens Seven, LLC | MN | Sherburne | GEN1 | OP | Solar Photovoltaic | PV | IPP Non-CHP | 2 | 3.3 | 3.3 | 3.3 | 12 | 2017 |  |  |  | Y | [6 empty] | 180 | 20 | 4.5 | Y | [5 empty] | N |  | Y | 4.5 | MN
61151 | NRG DG Haverhill LLC | 61550 | NRG DG Haverhill | MA | Essex | HAVER | OP | Solar Photovoltaic | PV | IPP Non-CHP | 2 | 4.2 | 4.2 | 4.2 | 9 | 2017 |  |  |  | Y | [6 empty] | 180 | 20 | 4.2 | Y | [5 empty] | N |  | Y | 4.2 | MA
61153 | Montevue Lane Solar, LLC | 61552 | Fort Detrick Solar PV | MD | Frederick | FDSPV | OP | Solar Photovoltaic | PV | IPP Non-CHP | 2 | 15.7 | 15.7 | 12.6 | 2 | 2016 |  |  |  | Y | [6 empty] | 180 | 15 | 18.6 | Y | [5 empty] | N |  | N |  | MD
60609 | Clean Focus Renewables, Inc. | 61553 | Klamath Falls Solar 2 | OR | Klamath | 1 | OP | Solar Photovoltaic | PV | IPP Non-CHP | 2 | 2.9 | 2.9 | 2.9 | 12 | 2017 |  | Y | [10 empty] | 3.9 | Y | [5 empty] | N |  | Y | 3.9 | OR
61155 | NRG DG Crystal Spring LLC | 61555 | NRG DG Crystal Spring | MA | Plymouth | SPRIN | OP | Solar Photovoltaic | PV | IPP Non-CHP | 2 | 4.2 | 4.2 | 4.2 | 7 | 2017 |  |  |  | Y | [6 empty] | 180 | 20 | 5.3 | Y | [5 empty] | N |  | Y | 5.3 | MA
61156 | NMRD Data Center, LLC | 61556 | Facebook 1 Solar Energy Center | NM | Valencia | FB1 | OP | Solar Photovoltaic | PV | IPP Non-CHP | 2 | 10 | 10 | 8.2 | 12 | 2017 |  | Y | [8 empty] | 180 | 0 | 12.5 | Y | [5 empty] | N |  | N |  | NM
61160 | Woodline Solar, LLC | 61559 | Woodline Solar | OR | Klamath | PGRD5 | OP | Solar Photovoltaic | PV | IPP Non-CHP | 2 | 8 | 8 | 8 | 12 | 2017 |  | Y | [8 empty] | 180 | 60 | 11.1 | Y | [5 empty] | N |  | N |  | OR
61161 | Norwest Energy 7, LLC | 61560 | Eagle Point Solar | OR | Jackson | PGRD4 | OP | Solar Photovoltaic | PV | IPP Non-CHP | 2 | 9.9 | 9.9 | 9.9 | 12 | 2017 |  | Y | [8 empty] | 180 | 60 | 13.1 | Y | [5 empty] | N |  | N |  | OR
61060 | Cypress Creek Renewables | 61561 | Bladen Solar | NC | Bladen | GEN1 | OP | Solar Photovoltaic | PV | IPP Non-CHP | 2 | 50 | 50 | 50 | 12 | 2017 |  |  |  | Y | [6 empty] | 180 | 20 | 75 | Y | [5 empty] | N |  | N |  | NC
58871 | Citizens Enterprises Corporation | 61562 | Falmouth Landfill Solar | MA | Barnstable | FAL1 | OP | Solar Photovoltaic | PV | IPP Non-CHP | 2 | 3 | 3 | 3 | 4 | 2017 |  |  |  | Y | [6 empty] | 180 | 25 | 4 | Y | [5 empty] | N |  | Y | 4 | MA
61163 | Denver Metro Solar LLC | 61563 | Denver Metro Solar | CO | Adams | 53962 | OP | Solar Photovoltaic | PV | IPP Non-CHP | 2 | 1.6 | 1.6 | 1.6 | 12 | 2017 |  | Y |  | N | [6 empty] | 180 |  | 2 | Y | [5 empty] | N |  | N |  | CO
59462 | Heelstone Energy Holdings, LLC | 61580 | Tumbleweed Solar, LLC | OR | Deschutes | TUMBL | OP | Solar Photovoltaic | PV | IPP Non-CHP | 2 | 9.9 | 9.9 | 9.9 | 12 | 2017 |  |  |  | Y | [6 empty] | 180 | 28 | 14 | Y | [5 empty] | N |  | N |  | OR
59462 | Heelstone Energy Holdings, LLC | 61581 | Davis Lane Solar, LLC | NC | Perquimans | DAVIS | OP | Solar Photovoltaic | PV | IPP Non-CHP | 2 | 5 | 5 | 5 | 12 | 2017 |  |  |  | Y | [6 empty] | 180 | 20 | 7 | Y | [5 empty] | N |  | N |  | NCDOM
61194 | Generate Capital | 61586 | MontSun | MN | Wright | 1 | OP | Solar Photovoltaic | PV | IPP Non-CHP | 2 | 5 | 4.5 | 3.5 | 12 | 2017 |  |  |  | Y | [6 empty] | 180 | 25 | 7.4 | Y | [5 empty] | Y | 0.8 | Y | 0.8 | MN
61194 | Generate Capital | 61587 | WaveSun | MN | Wright | 1 | OP | Solar Photovoltaic | PV | IPP Non-CHP | 2 | 5 | 4.5 | 3.5 | 12 | 2017 | N |  |  | Y | [6 empty] | 180 | 30 | 7.4 | Y | [5 empty] | N |  | Y | 5 | MN
61189 | NRG DG Foxborough Elm LLC | 61590 | NRG DG Foxborough Elm CSG | MA | Norfolk | FOXEL | OP | Solar Photovoltaic | PV | IPP Non-CHP | 2 | 2 | 2 | 2 | 8 | 2017 |  |  |  | Y | [6 empty] | 180 | 23 | 2.6 | Y | [5 empty] | N |  | Y | 2.6 | MA
61190 | Town of Foxborough - Landfill (SREC II) | 61591 | Town of Foxborough - Landfill (SREC II) CSG | MA | Norfolk | FOXLA | OP | Solar Photovoltaic | PV | IPP Non-CHP | 2 | 1.2 | 1.2 | 1.2 | 8 | 2017 |  |  |  | Y | [6 empty] | 180 | 20 | 1.6 | Y | [5 empty] | N |  | Y | 1.6 | MA
60991 | Westmont Solar, LLC | 61593 | Westmont 301 | CA | Los Angeles | W5791 | OP | Solar Photovoltaic | PV | Commercial Non-CHP | 4 | 1.8 | 1.8 | 0.8 | 11 | 2017 |  |  |  | Y | [6 empty] | 190 | 30 | 1.8 | Y | [5 empty] | N |  | N |  | CA
60991 | Westmont Solar, LLC | 61594 | Westmont 401 | CA | Los Angeles | W5792 | OP | Solar Photovoltaic | PV | Commercial Non-CHP | 4 | 2.9 | 2 | 1.3 | 11 | 2017 |  |  |  | Y | [6 empty] | 190 | 30 | 3 | Y | [5 empty] | N |  | N |  | CA
61202 | Flambeau Solar Partners, LLC | 61595 | Flambeau Solar Partners | WI | Price | FLAMB | OP | Solar Photovoltaic | PV | IPP Non-CHP | 2 | 2.5 | 2.5 | 2.5 | 5 | 2017 |  | Y | [8 empty] | 90 | 60 | 3.4 | Y | [5 empty] | N |  | N |  | WI
58871 | Citizens Enterprises Corporation | 61596 | Citizens Agawam Landfill Solar | MA | Hampden | PV1 | OP | Solar Photovoltaic | PV | IPP Non-CHP | 2 | 1.8 | 1.8 | 1.8 | 4 | 2017 |  |  |  | Y | [6 empty] | 180 | 25 | 2.6 | Y | [5 empty] | N |  | Y | 2.6 | MA
58871 | Citizens Enterprises Corporation | 61597 | Norton Landfill Solar | MA | Bristol | PV1 | OP | Solar Photovoltaic | PV | IPP Non-CHP | 2 | 1.5 | 1.5 | 1.5 | 1 | 2017 |  |  |  | Y | [6 empty] | 180 | 25 | 2 | Y | [5 empty] | N |  | Y | 2 | MA
58871 | Citizens Enterprises Corporation | 61598 | Tyngsborough Solar | MA | Middlesex | PV1 | OP | Solar Photovoltaic | PV | IPP Non-CHP | 2 | 2.6 | 2.6 | 2.6 | 1 | 2017 |  |  |  | Y | [6 empty] | 180 | 25 | 3.5 | Y | [5 empty] | N |  | Y | 3.5 | MA
56769 | Consolidated Edison Development Inc. | 61602 | CED Chicopee Solar | MA | Hampden | CSMA | OP | Solar Photovoltaic | PV | IPP Non-CHP | 2 | 3 | 3 | 3 | 7 | 2017 |  |  |  | Y | [6 empty] | 180 | 25 | 4.1 | Y | [5 empty] | N |  | N |  | MA
56769 | Consolidated Edison Development Inc. | 61603 | UMASS | MA | Hampshire | UMASS | OP | Solar Photovoltaic | PV | IPP Non-CHP | 2 | 4 | 4 | 4 | 10 | 2016 |  |  |  | Y | [6 empty] | 180 | 25 | 5.3 | Y | [5 empty] | N |  | N |  | MA
60571 | AEP Onsite Partners | 61604 | Camden CSD Solar Array | NY | Oneida | 1 | OP | Solar Photovoltaic | PV | IPP Non-CHP | 2 | 1.8 | 1.8 | 1.8 | 12 | 2017 |  | Y |  | N | [6 empty] | 184 | 25 | 2.4 | Y | [5 empty] | N |  | N |  | NY
60571 | AEP Onsite Partners | 61605 | San Luis Valley Solar Array | CO | Saguache | 1 | OP | Solar Photovoltaic | PV | IPP Non-CHP | 2 | 2.7 | 2.7 | 2.7 | 11 | 2017 |  | Y | [8 empty] | 0 | 0 | 3.1 | Y | [5 empty] | X |  | X |  | CO
60571 | AEP Onsite Partners | 61606 | Vilas Solar Array | CO | Baca | 1 | OP | Solar Photovoltaic | PV | IPP Non-CHP | 2 | 4 | 4 | 4 | 12 | 2017 |  | Y | [8 empty] | 0 | 0 | 5 | Y | [5 empty] | X |  | X |  | CO
61216 | WED Kingstown Solar I, LLC | 61612 | WED Kingstown Solar I, LLC - West | RI | Washington | KTNEA | OP | Solar Photovoltaic | PV | IPP Non-CHP | 2 | 1.5 | 1.5 | 1.5 | 12 | 2017 |  |  |  | Y | [6 empty] | 180 | 25 | 1.7 | Y | [5 empty] | N |  | Y | 1.7 | RI
61217 | WED Stilson Solar, LLC | 61613 | WED Stilson Solar | RI | Washington | STILS | OP | Solar Photovoltaic | PV | IPP Non-CHP | 2 | 2 | 2 | 2 | 12 | 2017 |  |  |  | Y | [6 empty] | 180 | 25 | 2.5 | Y | [5 empty] | N |  | Y | 2.5 | RI
20447 | Western Farmers Elec Coop, Inc | 61614 | Cyril | OK | Caddo | 1 | OP | Solar Photovoltaic | PV | Electric Utility | 1 | 5 | 5 | 5 | 5 | 2017 |  | Y | [8 empty] | 180 |  | 6.4 | Y | [5 empty] | N |  | N |  | OK
20447 | Western Farmers Elec Coop, Inc | 61615 | Hinton | OK | Caddo | 1 | OP | Solar Photovoltaic | PV | Electric Utility | 1 | 3 | 3 | 3 | 4 | 2017 |  | Y | [8 empty] | 180 |  | 4 | Y | [5 empty] | N |  | N |  | OK
20447 | Western Farmers Elec Coop, Inc | 61616 | Marietta | OK | Love | 1 | OP | Solar Photovoltaic | PV | Electric Utility | 1 | 3 | 3 | 3 | 4 | 2017 |  | Y | [8 empty] | 180 |  | 4 | Y | [5 empty] | N |  | N |  | OK
20447 | Western Farmers Elec Coop, Inc | 61617 | Pine Ridge | OK | Caddo | 1 | OP | Solar Photovoltaic | PV | Electric Utility | 1 | 3 | 3 | 3 | 3 | 2017 |  | Y | [8 empty] | 180 |  | 4 | Y | [5 empty] | N |  | N |  | OK
20447 | Western Farmers Elec Coop, Inc | 61618 | Tuttle | OK | Grady | 1 | OP | Solar Photovoltaic | PV | Electric Utility | 1 | 4 | 4 | 4 | 3 | 2017 |  | Y | [8 empty] | 180 |  | 5.1 | Y | [5 empty] | N |  | N |  | OK
61224 | SunE Solano SP Owner, LLC | 61619 | CDCR (CA) - Solano State Prison | CA | Solano | SOLSP | OP | Solar Photovoltaic | PV | IPP Non-CHP | 2 | 1.1 | 1.1 | 1.1 | 12 | 2013 |  | Y | [8 empty] | 180 | 0 | 1.4 | Y | [5 empty] | Y | 1.4 | N |  | CA
61225 | SunE Corcoran SP Owner, LLC | 61620 | CDCR (CA) - Corcoran State Prison | CA | Kings | CORSP | OP | Solar Photovoltaic | PV | IPP Non-CHP | 2 | 5 | 5 | 5 | 12 | 2013 |  | Y | [8 empty] | 180 | 0 | 5.9 | Y | [5 empty] | Y | 5.9 | N |  | CA
61226 | SunE Wasco SP Owner, LLC | 61621 | CDCR (CA) - Wasco State Prison | CA | Kern | WASCO | OP | Solar Photovoltaic | PV | IPP Non-CHP | 2 | 1.5 | 1.5 | 1.5 | 12 | 2013 |  | Y | [8 empty] | 180 | 0 | 1.9 | Y | [5 empty] | Y | 1.9 | N |  | CA
61216 | WED Kingstown Solar I, LLC | 61622 | WED Kingstown Solar I - East Array | RI | Washington | KTNWA | OP | Solar Photovoltaic | PV | IPP Non-CHP | 2 | 3 | 3 | 3 | 12 | 2017 |  |  |  | Y | [6 empty] | 180 | 25 | 3.8 | Y | [5 empty] | N |  | Y | 3.8 | RI
61227 | Nautilus Solar Solutions | 61629 | West Brookfield Solar - Gilbertsville Rd | MA | Worcester | WB | OP | Solar Photovoltaic | PV | IPP Non-CHP | 2 | 4 | 4 | 3 | 6 | 2017 |  |  |  | Y | [6 empty] | 206 | 20 | 5.9 | Y | [5 empty] | N |  | Y | 5.9 | MA
61227 | Nautilus Solar Solutions | 61630 | William G Mennen Sports Solar | NJ | Morris | MENN | OP | Solar Photovoltaic | PV | IPP Non-CHP | 2 | 1.3 | 1.3 | 1 | 2 | 2011 |  |  |  | Y | [6 empty] | 125 | 9 | 1.6 | Y | [5 empty] | N |  | N |  | NJ
61233 | NRG DG Tufts Science LLC | 61633 | NRG DG Tufts Science LLC | MA | Worcester | SCIEN | OP | Solar Photovoltaic | PV | IPP Non-CHP | 2 | 1 | 1 | 1 | 2 | 2017 |  |  |  | Y | [6 empty] | 180 | 20 | 1 | Y | [5 empty] | N |  | Y | 1 | MA
61234 | NRG DG Dighton LLC | 61634 | NRG DG Dighton LLC | MA | Bristol | DIGHT | OP | Solar Photovoltaic | PV | IPP Non-CHP | 2 | 3.1 | 3.1 | 3.1 | 7 | 2017 |  | Y | [8 empty] | 180 | 20 | 3.1 | Y | [5 empty] | N |  | Y | 3.1 | MA
61231 | NRG DG Tufts Knoll LLC | 61635 | NRG DG Tufts Knoll LLC | MA | Worcester | KNOLL | OP | Solar Photovoltaic | PV | IPP Non-CHP | 2 | 2 | 2 | 2 | 8 | 2017 |  |  |  | Y | [6 empty] | 180 | 20 | 2 | Y | [5 empty] | N |  | Y | 2 | MA
61232 | NRG DG Webster LLC | 61636 | NRG DG Webster LLC | MA | Worcester | WEBST | OP | Solar Photovoltaic | PV | IPP Non-CHP | 2 | 1.3 | 1.3 | 1.3 | 12 | 2017 |  |  |  | Y | [6 empty] | 180 | 20 | 6.7 | Y | [5 empty] | N |  | Y | 1.3 | MA
60571 | AEP Onsite Partners | 61637 | Denison Solar Array | OH | Licking | PV1 | OP | Solar Photovoltaic | PV | IPP Non-CHP | 2 | 1.9 | 1.9 | 1.9 | 12 | 2017 |  | Y | [8 empty] | 180 | 0 | 2.3 | Y | [5 empty] | Y | 1.9 | N |  | OH
13478 | Entergy New Orleans, LLC | 61647 | New Orleans Solar Power Plant | LA | Orleans | NOSPS | OP | Solar Photovoltaic | PV | Electric Utility | 1 | 1.1 | 1.1 | 1.1 | 6 | 2016 |  | Y | [8 empty] | 180 |  | 1.3 | Y | [5 empty] | N |  | N |  | LA
61269 | Cougar Solar, LLC | 61658 | Cougar Solar, LLC | NC | Lee | COUGR | OP | Solar Photovoltaic | PV | IPP Non-CHP | 2 | 1.9 | 1.9 | 1.9 | 12 | 2017 |  |  |  | Y | [6 empty] | 180 | 20 | 2.7 | Y | [5 empty] | N |  | N |  | NC
61299 | HQC Tatanka Wi Solar Power Generation LLC | 61680 | Tatanka Wi | MN | Wright | MMPA | OP | Solar Photovoltaic | PV | IPP Non-CHP | 2 | 7.1 | 7.1 | 7.1 | 12 | 2017 |  | Y | [8 empty] | 90 | 52 | 8.7 | Y | [5 empty] | Y | 8.7 | N |  | MN
60584 | Onyx Asset Services Group | 61681 | Middle Daisy | NM | Lea | 10257 | OP | Solar Photovoltaic | PV | IPP Non-CHP | 2 | 5 | 5 | 5 | 11 | 2017 |  | Y |  |  | N | [5 empty] | 90 |  | 6.8 | Y | [5 empty] | N |  | N |  | NM
60059 | ZGlobal Inc | 61682 | USG 1 | CA | Imperial | USG1 | OP | Solar Photovoltaic | PV | IPP Non-CHP | 2 | 1 | 1 | 1 | 4 | 2014 |  | Y | [8 empty] | 180 | 0 | 1.2 | Y | [5 empty] | Y | 1.2 | N |  | CA
60059 | ZGlobal Inc | 61683 | USG 2 | CA | Imperial | USG2 | OP | Solar Photovoltaic | PV | IPP Non-CHP | 2 | 1 | 1 | 1 | 12 | 2015 |  |  |  | Y | [6 empty] | 180 | 25 | 1.1 | Y | [5 empty] | Y | 1.1 | N |  | CA
60059 | ZGlobal Inc | 61692 | IVC Solar | CA | Imperial | IVCS | OP | Solar Photovoltaic | PV | IPP Non-CHP | 2 | 3 | 3 | 3 | 12 | 2016 |  | Y | [8 empty] | 180 | 0 | 3.3 | Y | [5 empty] | Y | 3.3 | N |  | CA
61307 | Lockheed Martin RMS | 61694 | Lockheed Martin Solar | FL | Orange | SOLAR | OP | Solar Photovoltaic | PV | Industrial Non-CHP | 6 | 1.9 | 1.9 | 1.9 | 5 | 2017 |  |  |  | Y | N | [5 empty] | 180 | 5 | 2.3 | Y | [5 empty] | N |  | N |  | FL
61322 | TIG Sun Energy IV, LLC | 61699 | Otarre Solar Park | SC | Lexington | OTRRE | OP | Solar Photovoltaic | PV | IPP Non-CHP | 2 | 1.6 | 1.6 | 1.6 | 12 | 2017 |  |  |  | Y | [6 empty] | 180 | 25 | 2 | Y | [5 empty] | N |  | N |  | SC
61332 | Sikorsky Aircraft Corporation | 61703 | Sikorsky Aircraft CHP | CT | Fairfield | PV-1 | OP | Solar Photovoltaic | PV | Industrial CHP | 7 | 0.1 | 0.1 | 0.1 | 6 | 2010 |  |  |  | Y | [6 empty] | 196.9 | 10 | 0.1 | Y | [5 empty] | N |  | N |  | CT
61347 | Scotch Settlement | 61717 | IRE Solar I, LLC | NY | St Lawrence | SSIRE | OP | Solar Photovoltaic | PV | IPP Non-CHP | 2 | 1 | 1 | 1 | 12 | 2017 |  |  |  | Y | [6 empty] | 180 | 30 | 1.4 | Y | [5 empty] | N |  | N |  | NY
60584 | Onyx Asset Services Group | 61724 | Onyx - Saratoga Springs Landfill Solar | NY | Saratoga | 10254 | OP | Solar Photovoltaic | PV | IPP Non-CHP | 2 | 2 | 2 | 2 | 11 | 2017 |  |  |  | Y | [6 empty] | 192.8 | 20 | 2.6 | Y | [5 empty] | N |  | Y | 2.6 | NY
60571 | AEP Onsite Partners | 61725 | Madison County | NY | Madison | PV1 | OP | Solar Photovoltaic | PV | IPP Non-CHP | 2 | 1.8 | 1.8 | 1.8 | 8 | 2017 |  |  |  | Y | [6 empty] | 180 | 30 | 2.4 | Y | [5 empty] | Y | 2.4 | N |  | NY
60584 | Onyx Asset Services Group | 61726 | Onyx - Pembroke Landfill Solar | MA | Plymouth | 10244 | OP | Solar Photovoltaic | PV | IPP Non-CHP | 2 | 2.4 | 2.4 | 2.4 | 12 | 2017 |  |  |  | Y | [6 empty] | 180 | 15 | 3.3 | Y | [5 empty] | Y | 3.3 | N |  | MA
60584 | Onyx Asset Services Group | 61727 | Onyx - Brockton Thatcher Landfill Solar | MA | Plymouth | 10238 | OP | Solar Photovoltaic | PV | IPP Non-CHP | 2 | 3.7 | 3.7 | 3.7 | 11 | 2017 |  |  |  | Y | [6 empty] | 180 | 15 | 4.7 | Y | [5 empty] | N |  | Y | 4.7 | MA
60584 | Onyx Asset Services Group | 61728 | Barrett Farm Solar - Phase I | CT | Windham | 10263 | OP | Solar Photovoltaic | PV | IPP Non-CHP | 2 | 1.7 | 2.4 | 2.4 | 10 | 2017 |  |  |  | Y | [6 empty] | 161 | 20 | 2.4 | Y | [5 empty] | N |  | N |  | CT
61354 | Solten Plainville 6000, LLC | 61731 | Solten Plainville 6000, LLC | MA | Norfolk | PLAIN | OP | Solar Photovoltaic | PV | IPP Non-CHP | 2 | 4.9 | 4.9 | 4.9 | 8 | 2017 |  |  |  | Y | [6 empty] | 158 | 20 | 5.9 | Y | [5 empty] | N |  | Y | 5.9 | MA
61356 | Solten Randolph 4500, LLC | 61732 | Randolph | MA | Norfolk | RAND | OP | Solar Photovoltaic | PV | IPP Non-CHP | 2 | 3.8 | 3.8 | 3.8 | 11 | 2017 |  |  |  | Y | [6 empty] | 167 | 20 | 4.8 | Y | [5 empty] | N |  | Y | 4.8 | MA
61357 | Haywood Solar | 61733 | Haywood Solar | TN | Haywood | HWOOD | OP | Solar Photovoltaic | PV | Industrial Non-CHP | 6 | 3 | 3 | 3 | 12 | 2017 |  | Y | [8 empty] | 180 |  | 3.9 |  | Y |  |  |  |  | N |  | N |  | TN
61362 | GWCC PV Solar Farm | 61738 | GWCC PV Solar Farm | MD | Prince Georges | SOLAR | OP | Solar Photovoltaic | PV | IPP Non-CHP | 2 | 1.6 | 1.6 | 1.6 | 1 | 2015 |  |  |  | Y | [6 empty] | 180 | 20 | 2.1 | Y | [5 empty] | Y | 2.1 | N |  | MD
57210 | L'Oreal USA Products Inc | 61744 | L'Oreal Solar - Florence | KY | Boone | 1 | OP | Solar Photovoltaic | PV | IPP Non-CHP | 2 | 1.1 | 1.1 | 0.7 | 7 | 2017 |  |  |  | Y | [6 empty] | 183.3 | 5 | 1.4 | Y | [5 empty] | Y | 1.4 | N |  | KY
61375 | Southern Current One, LLC | 61748 | Southern Current One, LLC | SC | Allendale | PRGE1 | OP | Solar Photovoltaic | PV | IPP Non-CHP | 2 | 10.2 | 10.2 | 10.2 | 12 | 2017 |  | Y | [8 empty] | 90 |  | 14.2 | Y | [5 empty] | N |  | N |  | SC
59254 | NuGen Capital Management | 61755 | East Acres Solar NG, LLC | MA | Berkshire | EA | OP | Solar Photovoltaic | PV | IPP Non-CHP | 2 | 5.8 | 5.8 | 2.8 | 4 | 2017 |  |  |  | Y | [6 empty] | 180 | 25 | 6.8 | Y | [5 empty] | N |  | Y | 5.8 | MA
61391 | Gore Mountain Solar II, LLC | 61764 | Gore Mountain Solar II | NY | Washington | SNWH2 | OP | Solar Photovoltaic | PV | IPP Non-CHP | 2 | 2 | 2 | 2 | 9 | 2016 |  |  |  | Y | [6 empty] | 180 | 20 | 2.5 | Y | [5 empty] | N |  | Y | 2.5 | NY
61387 | HGS solar I, LLC | 61765 | HGS Solar I | NY | Washington | SNWH1 | OP | Solar Photovoltaic | PV | IPP Non-CHP | 2 | 2 | 2 | 2 | 9 | 2016 |  |  |  | Y | [6 empty] | 180 | 20 | 2.8 | Y | [5 empty] | N |  | Y | 2.8 | NY
61388 | Syncarpha Hancock I, LLC | 61769 | Syncarpha Hancock I CSG | MA | Berkshire | SYNH1 | OP | Solar Photovoltaic | PV | IPP Non-CHP | 2 | 2 | 2 | 2 | 11 | 2017 |  |  |  | Y | [6 empty] | 180 | 20 | 2.8 | Y | [5 empty] | N |  | Y | 2.8 | MA
61389 | Syncarpha Hancock II, LLC | 61770 | Syncarpha Hancock II CSG | MA | Berkshire | SYNH2 | OP | Solar Photovoltaic | PV | IPP Non-CHP | 2 | 2 | 2 | 2 | 11 | 2017 |  |  |  | Y | [6 empty] | 180 | 25 | 2.8 | Y | [5 empty] | N |  | Y | 2.8 | MA
61390 | Syncarpha Hancock III, LLC | 61771 | Syncarpha Hancock III CSG | MA | Berkshire | SYNH3 | OP | Solar Photovoltaic | PV | IPP Non-CHP | 2 | 1 | 1 | 1 | 11 | 2017 |  |  |  | Y | [6 empty] | 180 | 25 | 1.4 | Y | [5 empty] | N |  | Y | 1.4 | MA
61392 | Syncarpha Still River, LLC | 61774 | Syncarpha Still River, LLC | MA | Worcester | SYNBO | OP | Solar Photovoltaic | PV | IPP Non-CHP | 2 | 2 | 2 | 2 | 12 | 2016 |  |  |  | Y | [6 empty] | 180 | 25 | 2.8 | Y | [5 empty] | N |  | Y | 2 | MA
9961 | Kansas Electric Power Coop Inc | 61798 | Prairie Sky Solar Farm | KS | Butler | 1 | OP | Solar Photovoltaic | PV | Electric Utility | 1 | 1 | 1 | 1 | 2 | 2017 |  |  |  | Y | [6 empty] | 235 | 30 | 1.4 | Y | [5 empty] | N |  | N |  | KS
61012 | AES Distributed Energy | 61804 | City of Rochester Solar | NY | Monroe | ROC01 | OP | Solar Photovoltaic | PV | IPP Non-CHP | 2 | 1.8 | 1.8 | 1.8 | 12 | 2017 |  |  |  | Y | [6 empty] | 180 | 15 | 2.6 | Y | [5 empty] | N |  | Y | 2.6 | NY
61425 | Ranchland Solar, LLC | 61813 | Ranchland Solar, LLC | NC | Currituck | RCHLD | OP | Solar Photovoltaic | PV | IPP Non-CHP | 2 | 60 | 60 | 60 | 12 | 2017 |  | Y | [8 empty] | 180 |  | 84.5 | Y | [5 empty] | N |  | N |  | NCDOM
61428 | Kearsarge Concord II LLC | 61814 | Kearsarge Concord II | MA | Middlesex | CII | OP | Solar Photovoltaic | PV | IPP Non-CHP | 2 | 4.5 | 4.5 | 4.5 | 1 | 2017 |  |  |  | Y | [6 empty] | 180 | 20 | 5.5 | Y | [5 empty] | N |  | N |  | MA
61426 | Kearsarge Granby LLC | 61815 | Kearsarge Granby | MA | Hampshire | KSG1 | OP | Solar Photovoltaic | PV | IPP Non-CHP | 2 | 0.5 | 0.5 | 0.5 | 3 | 2017 |  |  |  | Y | [6 empty] | 180 | 20 | 0.6 | Y | [5 empty] | N |  | N |  | MA
61426 | Kearsarge Granby LLC | 61815 | Kearsarge Granby | MA | Hampshire | KSG2 | OP | Solar Photovoltaic | PV | IPP Non-CHP | 2 | 0.5 | 0.5 | 0.5 | 3 | 2017 |  |  |  | Y | [6 empty] | 180 | 20 | 0.6 | Y | [5 empty] | N |  | N |  | MA
61426 | Kearsarge Granby LLC | 61815 | Kearsarge Granby | MA | Hampshire | KSG5 | OP | Solar Photovoltaic | PV | IPP Non-CHP | 2 | 0.5 | 0.5 | 0.5 | 3 | 2017 |  |  |  | Y | [6 empty] | 180 | 20 | 0.6 | Y | [5 empty] | N |  | N |  | MA
61426 | Kearsarge Granby LLC | 61815 | Kearsarge Granby | MA | Hampshire | KSG6 | OP | Solar Photovoltaic | PV | IPP Non-CHP | 2 | 0.5 | 0.5 | 0.5 | 3 | 2017 |  |  |  | Y | [6 empty] | 180 | 20 | 0.6 | Y | [5 empty] | N |  | N |  | MA
61426 | Kearsarge Granby LLC | 61815 | Kearsarge Granby | MA | Hampshire | KSG7 | OP | Solar Photovoltaic | PV | IPP Non-CHP | 2 | 0.5 | 0.5 | 0.5 | 3 | 2017 |  |  |  | Y | [6 empty] | 180 | 20 | 0.6 | Y | [5 empty] | N |  | N |  | MA
57389 | IKEA Property Inc | 61819 | IKEA Conshohocken Rooftop PV System | PA | Montgomery | 211 | OP | Solar Photovoltaic | PV | Commercial Non-CHP | 4 | 1 | 1 | 1 | 2 | 2013 |  |  |  | Y | [6 empty] | 219 | 11.6 | 1.1 | Y | [5 empty] | Y | 1.1 | N |  | PA
57389 | IKEA Property Inc | 61820 | IKEA New Haven Rooftop PV & Fuel Cell | CT | New Haven | 213PV | OP | Solar Photovoltaic | PV | Commercial Non-CHP | 4 | 0.8 | 0.8 | 0.8 | 7 | 2012 |  |  |  | Y | [6 empty] | 214 | 10 | 0.9 | Y | [5 empty] | Y | 0.9 | N |  | CT
57389 | IKEA Property Inc | 61821 | IKEA Jacksonville Rooftop PV System | FL | Duval | PV1 | OP | Solar Photovoltaic | PV | Commercial Non-CHP | 4 | 1.4 | 1.4 | 1.4 | 11 | 2017 |  | N |  | Y | [6 empty] | 180 | 5 | 1.9 | Y | [5 empty] | Y | 1.9 | N |  | FL
61440 | Princeton Energy Center LLC | 61822 | Princeton Energy Center, LLC | NJ | Middlesex | S1 | OP | Solar Photovoltaic | PV | Commercial CHP | 5 | 0.2 | 0.2 | 0.2 | 12 | 2012 |  |  |  | Y | [6 empty] | 283 | 1 | 0.2 | Y | [5 empty] | N |  | N |  | NJ
59495 | Ameren Missouri | 61826 | O'Fallon Renewable Energy Center | MO | St Charles | OREC | OP | Solar Photovoltaic | PV | IPP Non-CHP | 2 | 4.5 | 4.5 | 4.5 | 12 | 2014 |  |  |  | Y | [6 empty] | 180 | 20 | 5.7 | Y | [5 empty] | N |  | N |  | MO
61451 | SP Solar 7, LLC | 61827 | Dayton Cutoff Solar | OR | Yamhill | PGRC3 | OP | Solar Photovoltaic | PV | IPP Non-CHP | 2 | 2.2 | 2.2 | 2.2 | 12 | 2017 |  |  |  | Y | [6 empty] | 180 | 15 | 2.9 | Y | [5 empty] | N |  | N |  | OR
61450 | SP Solar 8, LLC | 61828 | Valley Creek Solar | OR | Polk | PGRC6 | OP | Solar Photovoltaic | PV | IPP Non-CHP | 2 | 2.2 | 2.2 | 2.2 | 12 | 2017 |  |  |  | Y | [6 empty] | 180 | 20 | 3.1 | Y | [5 empty] | N |  | N |  | OR
61449 | Silverton Solar, LLC | 61829 | Silverton Solar | OR | Marion | PGRC7 | OP | Solar Photovoltaic | PV | IPP Non-CHP | 2 | 2.2 | 2.2 | 2.2 | 12 | 2017 |  |  |  | Y | [6 empty] | 180 | 25 | 3.1 | Y | [5 empty] | N |  | N |  | OR
61448 | Sheep Solar, LLC | 61830 | Sheep Solar | OR | Marion | PGRC8 | OP | Solar Photovoltaic | PV | IPP Non-CHP | 2 | 2.2 | 2.2 | 2.2 | 12 | 2017 |  |  |  | Y | [6 empty] | 180 | 30 | 3.1 | Y | [5 empty] | N |  | N |  | OR
61445 | SP Solar 6, LLC | 61831 | Colton Solar | OR | Clackamas | PGRC2 | OP | Solar Photovoltaic | PV | IPP Non-CHP | 2 | 2.2 | 2.2 | 2.2 | 12 | 2017 |  |  |  | Y | [6 empty] | 180 | 15 | 3.1 | Y | [5 empty] | N |  | N |  | OR
61447 | SP Solar 1, LLC | 61832 | Interstate Solar | OR | Marion | PGRC5 | OP | Solar Photovoltaic | PV | IPP Non-CHP | 2 | 2.2 | 2.2 | 2.2 | 12 | 2017 |  |  |  | Y | [6 empty] | 180 | 25 | 3.2 | Y | [5 empty] | N |  | N |  | OR
61446 | Freedom Solar, LLC | 61833 | Freedom Solar | SC | Dillon | PGRC9 | OP | Solar Photovoltaic | PV | IPP Non-CHP | 2 | 5 | 5 | 5 | 12 | 2017 |  | Y | [8 empty] | 180 |  | 7.1 | Y | [5 empty] | N |  | N |  | SC
61453 | Soboba Band of Luiseno Indians | 61834 | Soboba Community Solar Project | CA | Riverside | SCSP1 | OP | Solar Photovoltaic | PV | Electric Utility | 1 | 1 | 0.9 | 0.8 | 8 | 2016 |  |  |  | Y | [6 empty] | 200 | 25 | 1.3 | Y | [5 empty] | N |  | Y | 1 | CA
61454 | NorWest Energy 14, LLC | 61835 | Grand Ronde Solar | OR | Polk | PGRC4 | OP | Solar Photovoltaic | PV | IPP Non-CHP | 2 | 2.2 | 2.2 | 2.2 | 12 | 2017 |  |  |  | Y | [6 empty] | 180 | 15 | 3.1 | Y | [5 empty] | N |  | N |  | OR
61204 | Today's Power, Inc. | 61839 | FECC Solar Benton | AR | Saline | FECC1 | OP | Solar Photovoltaic | PV | IPP Non-CHP | 2 | 1 | 1 | 1 | 3 | 2017 |  |  |  | Y | [6 empty] | 270 | 26 | 1.5 | Y | [5 empty] | N |  | N |  | AR
61483 | Dix Solar, L.L.C | 61864 | Dix Solar, L.L.C | NJ | Burlington | DIXSL | OP | Solar Photovoltaic | PV | IPP Non-CHP | 2 | 13 | 13 | 13 | 6 | 2017 |  |  |  | Y | [6 empty] | 180 | 25 | 16.5 | Y | [5 empty] | N |  | N |  | NJ
61486 | Scenic Hill Solar III LLC | 61869 | Scenic Hill Solar III | AR | Johnson | SHS3 | OP | Solar Photovoltaic | PV | IPP Non-CHP | 2 | 5 | 5 | 5 | 12 | 2017 |  | Y | [8 empty] | 180 |  | 6.5 | Y | [5 empty] | N |  | N |  | AR
60520 | SoCore Energy LLC | 61884 | Kearney NPPD Solar Project | NE | Buffalo | PV1 | OP | Solar Photovoltaic | PV | IPP Non-CHP | 2 | 5.8 | 5.8 | 5.8 | 12 | 2017 |  | Y | [8 empty] | 180 |  | 7.2 | Y | [5 empty] | N |  | N |  | NE
61508 | BNB Camden Solar LLC | 61893 | BNB Camden Solar | NJ | Camden | BNBHQ | OP | Solar Photovoltaic | PV | IPP Non-CHP | 2 | 2.2 | 2.1 | 1.3 | 12 | 2017 |  |  |  | Y | Y | [5 empty] | 180 | 10 | 2.7 | Y | [5 empty] | Y | 2.7 | N |  | NJ
61508 | BNB Camden Solar LLC | 61893 | BNB Camden Solar | NJ | Camden | BNBSO | OP | Solar Photovoltaic | PV | IPP Non-CHP | 2 | 1.5 | 1.4 | 0.9 | 12 | 2017 |  |  |  | Y | [6 empty] | 185 | 10 | 1.7 | Y | [5 empty] | Y | 1.7 | N |  | NJ
61510 | National Raisin | 61894 | National Raisin | CA | Fresno | CR1 | OP | Solar Photovoltaic | PV | Industrial Non-CHP | 6 | 1 | 0.9 | 0.6 | 10 | 2015 |  | Y | [8 empty] | 180 |  | 1.1 | Y | [5 empty] | Y | 1.1 | N |  | CA
61510 | National Raisin | 61894 | National Raisin | CA | Fresno | CR2 | OP | Solar Photovoltaic | PV | Industrial Non-CHP | 6 | 1 | 0.8 | 0.4 | 6 | 2015 |  |  |  | Y | [6 empty] | 225 | 5 | 1.1 | Y | [5 empty] | Y | 1.1 | N |  | CA
61510 | National Raisin | 61894 | National Raisin | CA | Fresno | CR3 | OP | Solar Photovoltaic | PV | Industrial Non-CHP | 6 | 0.6 | 0.5 | 0.3 | 10 | 2015 |  | Y | [8 empty] | 180 |  | 0.7 | Y | [5 empty] | Y | 0.7 | N |  | CA
61510 | National Raisin | 61894 | National Raisin | CA | Fresno | CR4 | OP | Solar Photovoltaic | PV | Industrial Non-CHP | 6 | 0.3 | 0.3 | 0.1 | 6 | 2015 |  |  |  | Y | [6 empty] | 225 | 5 | 0.4 | Y | [5 empty] | Y | 0.4 | N |  | CA
61509 | PGC Plano I, LLC | 61895 | Toyota HQ Plan | TX | Collin | TOYHQ | OP | Solar Photovoltaic | PV | IPP Non-CHP | 2 | 7.7 | 5.9 | 3.5 | 9 | 2017 |  |  |  | Y | [6 empty] | 180 | 1 | 8.8 | Y | [5 empty] | N |  | N |  | TX
59474 | BQ Energy LLC | 61898 | Solean Solar Project | NY | Cattaraugus | SOLEA | OP | Solar Photovoltaic | PV | IPP Non-CHP | 2 | 4 | 4 | 4 | 4 | 2016 |  |  |  | Y | [6 empty] | 180 | 25 | 5.7 | Y | [5 empty] | N |  | N |  | NY
61513 | Redstone Solar I, LLC | 61901 | Redstone Arsenal | AL | Madison | REDST | OP | Solar Photovoltaic | PV | IPP Non-CHP | 2 | 10 | 7.2 | 4.2 | 12 | 2017 |  | Y | [8 empty] | 180 |  | 12.5 | Y | [5 empty] | N |  | N |  | AL
61514 | Agilitas Energy, LLC | 61902 | Holtsville Solar Project | NY | Suffolk | HOLTS | OP | Solar Photovoltaic | PV | IPP Non-CHP | 2 | 1.2 | 1.2 | 1.2 | 12 | 2017 |  |  |  | Y | [6 empty] | 175 | 20 | 1.7 | Y | [5 empty] | N |  | N |  | NY

## dominion_match_dev
https://www.dominionenergy.com/library/domcom/media/about-us/making-energy/renewable-generation/va-nc-renewables-map.pdf?la=en
Index on Map | Map Name | Map County | Manually Matched EIA Name | Manually Matched EIA Code | Map Capacity | Matched EIA Capacity | note
30 | IS37 | Anson | Innovative Solar 37 | 59665 | 79 | 100
31 | Clipperton | Sampson | Clipperton Holdings | 59213 | 5 | 5
32 | Freemont | Lenoir | Lenoir Farm LLC | 58333 | 5 | 5
33 | Pikeville | Wayne | Pikeville Farm, LLC | 61404 | 5 | 5
34 | Moorings 2 | Lenoir | Moorings Farm 2 | 61405 | 5 | 5
35 | Gutenberg | Northampton |  |  | 79.9 | 0 | included w/ NC Solar
36 | Pecan | Northampton |  |  | 74.9 | 0 | included w/ NC Solar
37 | Morgans Corner | Pasquotank | Morgan's Corner | 60422 | 20 | 20
38 | Summit Farmes | Currituck | Summit Farms Solar | 60611 | 60 | 60
39 | NC Solar | Multiple |  |  | 575 | 0
39m | NC Solar chosen match | Currituck | Shawboro PV1 | 59155 | 0 | 20
39m | NC Solar chosen match | Currituck | Ranchland Solar, LLC | 61813 | 0 | 60
39m | NC Solar chosen match | Martin | Green Farm | 59148 | 0 | 5
39m | NC Solar chosen match | Martin | Jakana Solar | 59170 | 0 | 5
39m | NC Solar chosen match | Martin | Williamston Solar | 59176 | 0 | 5
39m | NC Solar chosen match | Martin | Meadows PV 1 | 59513 | 0 | 20
39m | NC Solar chosen match | Martin | Flat Meeks PV 1 | 59514 | 0 | 5
39m | NC Solar chosen match | Martin | Everetts Wildcat Solar, LLC | 59549 | 0 | 5
39m | NC Solar chosen match | Martin | MC1 Solar | 60395 | 0 | 5
39m | NC Solar chosen match | Martin | Hardison Farm Solar, LLC | 60415 | 0 | 5.2
39m | NC Solar chosen match | Martin | Modlin Solar Farm | 60417 | 0 | 4.9
39m | NC Solar chosen match | Martin | Williamston West Farm, LLC | 60484 | 0 | 4.9
39m | NC Solar chosen match | Martin | Williamston Speight Solar, LLC | 60787 | 0 | 15
39m | NC Solar chosen match | Northampton | 510 REPP One | 57363 | 0 | 1.3
39m | NC Solar chosen match | Northampton | Woodland Solar | 59175 | 0 | 5
39m | NC Solar chosen match | Northampton | Schell Solar Farm | 59591 | 0 | 5
39m | NC Solar chosen match | Northampton | Garysburg Solar | 59641 | 0 | 5
39m | NC Solar chosen match | Northampton | Gaston Solar | 59642 | 0 | 5
39m | NC Solar chosen match | Northampton | Seaboard Solar LLC | 59643 | 0 | 5
39m | NC Solar chosen match | Northampton | Turkey Creek PV1 | 60000 | 0 | 13.5
39m | NC Solar chosen match | Northampton | Hemlock Solar | 60207 | 0 | 5
39m | NC Solar chosen match | Northampton | Long Farm 46 Solar, LLC | 60208 | 0 | 5
39m | NC Solar chosen match | Northampton | White Farm Solar, LLC | 60363 | 0 | 5.2
39m | NC Solar chosen match | Northampton | Floyd Road Solar Farm | 61031 | 0 | 5
39m | NC Solar chosen match | Washington | Plymouth Solar LLC | 58480 | 0 | 5
39m | NC Solar chosen match | Washington | Creswell Alligood Solar, LLC | 59548 | 0 | 14
39m | NC Solar chosen match | Hertford | Solar Star North Carolina II LLC | 57435 | 0 | 6.5
39m | NC Solar chosen match | Hertford | Simons Farm | 59149 | 0 | 5
39m | NC Solar chosen match | Hertford | Bradley PV1 | 59154 | 0 | 5
39m | NC Solar chosen match | Hertford | Winton Solar | 59177 | 0 | 5
39m | NC Solar chosen match | Hertford | Downs Farm Solar | 59429 | 0 | 5
39m | NC Solar chosen match | Hertford | Benthall Bridge PV 1 | 59515 | 0 | 5
39m | NC Solar chosen match | Hertford | Baker PV 1 | 59517 | 0 | 5
39m | NC Solar chosen match | Hertford | Vaughn Creek PV1 | 60001 | 0 | 20
39m | NC Solar chosen match | Hertford | River Road Solar, LLC | 60487 | 0 | 5
39m | NC Solar chosen match | Beaufort | Washington White Post Solar LLC | 58135 | 0 | 12.4
39m | NC Solar chosen match | Beaufort | Chocowinity Solar LLC | 58675 | 0 | 5
39m | NC Solar chosen match | Beaufort | Pamlico Partners Solar | 58799 | 0 | 5
39m | NC Solar chosen match | Beaufort | Washington Airport Solar LLC | 58845 | 0 | 5
39m | NC Solar chosen match | Beaufort | Washington Millfield Solar, LLC | 58846 | 0 | 5
39m | NC Solar chosen match | Beaufort | Beaufort Solar, LLC | 59887 | 0 | 15
39m | NC Solar chosen match | Beaufort | Choco Solar, LLC | 59899 | 0 | 5
39m | NC Solar chosen match | Beaufort | TWE Chocowinity Solar, LLC | 60048 | 0 | 4.5
39m | NC Solar chosen match | Pasquotank | Pasquotank | 59530 | 0 | 20
39m | NC Solar chosen match | Pasquotank | Barnhill Road Solar, LLC | 60782 | 0 | 3.1
39m | NC Solar chosen match | Bertie | Windsor Cooper HIill Solar, LLC | 58847 | 0 | 5
39m | NC Solar chosen match | Bertie | Windsor Solar | 59171 | 0 | 5
39m | NC Solar chosen match | Bertie | Lewiston Solar | 59174 | 0 | 5
39m | NC Solar chosen match | Bertie | Kelford | 59527 | 0 | 20
39m | NC Solar chosen match | Bertie | Kelford | 59796 | 0 | 5
39m | NC Solar chosen match | Gates | Gates Solar LLC | 58673 | 0 | 5
39m | NC Solar chosen match | Gates | SoINCPower6, LLC | 59856 | 0 | 5
39m | NC Solar chosen match | Gates | Sugar Run Solar | 60189 | 0 | 5
39m | NC Solar chosen match | Halifax | Dogwood Solar, LLC | 58844 | 0 | 20
39m | NC Solar chosen match | Halifax | Halifax | 58943 | 0 | 20
39m | NC Solar chosen match | Halifax | American Legion PV 1 | 59516 | 0 | 16
39m | NC Solar chosen match | Halifax | SunEnergy1-Scotland Neck, LLC | 59898 | 0 | 3
39m | NC Solar chosen match | Halifax | HXNAir Solar One | 60209 | 0 | 5
39m | NC Solar chosen match | Halifax | Cork Oak Solar | 60637 | 0 | 20
39m | NC Solar chosen match | Halifax | Sunflower Solar | 60638 | 0 | 16
39m | NC Solar chosen match | Pitt | Flemming Solar Center LLC | 58808 | 0 | 5
39m | NC Solar chosen match | Pitt | Littlefield Solar Center LLC | 58809 | 0 | 5
39m | NC Solar chosen match | Pitt | Rams Horn Solar Center LLC | 58810 | 0 | 5
39m | NC Solar chosen match | Pitt | Bethel Price Solar, LLC | 58843 | 0 | 5
39m | NC Solar chosen match | Pitt | Bethel Solar | 59173 | 0 | 5
39m | NC Solar chosen match | Pitt | Augustus Farm, LLC | 60313 | 0 | 4.9
39m | NC Solar chosen match | Perquimans | GKS Solar | 59426 | 0 | 5
39m | NC Solar chosen match | Perquimans | Two Mile Solar | 59427 | 0 | 5
39m | NC Solar chosen match | Perquimans | Hertford Solar Farm | 60384 | 0 | 5
39m | NC Solar chosen match | Perquimans | Davis Lane Solar, LLC | 61581 | 0 | 5
39m | NC Solar chosen match | Edgecombe | QVC Inc | 56966 | 0 | 3.9
39m | NC Solar chosen match | Edgecombe | QVC Inc | 56966 | 0 | 3.9
39m | NC Solar chosen match | Edgecombe | Tarboro Solar | 59648 | 0 | 5
39m | NC Solar chosen match | Edgecombe | Conetoe II Solar, LLC | 59944 | 0 | 80
39m | NC Solar chosen match | Edgecombe | Conetoe Solar | 60188 | 0 | 5
39m | NC Solar chosen match | Edgecombe | Leggett Solar, LLC | 60783 | 0 | 5
39m | NC Solar chosen match | Edgecombe | Tolson Solar | 61131 | 0 | 3
39m | NC Solar chosen match | Greene | Arba Solar, LLC | 58801 | 0 | 2
39m | NC Solar chosen match | Greene | Snow Hill Solar 2 LLC | 59106 | 0 | 2
39m | NC Solar chosen match | Greene | Thornton PV1 | 59152 | 0 | 5
39m | NC Solar chosen match | Greene | Innovative Solar 63, LLC | 60053 | 0 | 4.9
39m | NC Solar chosen match | Alexander | Taylorsville Solar LLC | 57402 | 0 | 1.2
39m | NC Solar chosen match | Alexander | Stikeleather Farm | 59595 | 0 | 5
39m | NC Solar chosen match | Mecklenburg | DE Solar 10240 Old Dowd Rd | 57334 | 0 | 1.9
40 | Wakefield | Wake | Wakefield Solar | 61536 | 5 | 5
41 | Mustang | Moore |  |  | 5 | 0
42 | Siler | Chatham | Siler 421 Farm, LLC | 61019 | 4.5 | 5
[5 empty] | 923.3 | 923.2
[7 empty] | likely dominion | county | capacity |  | county capacity
[8 empty] | Bladen | 256.9 |  | 898.2
[8 empty] | Robeson | 185.6
[8 empty] | Cumberland | 152.3
[8 empty] | Duplin | 141.5
[7 empty] | 1 | Currituck | 140
[8 empty] | Wilson | 128.4
[8 empty] | Scotland | 126.8
[8 empty] | Anson | 125
[8 empty] | Nash | 109.8
[8 empty] | Vance | 102.8
[8 empty] | Catawba | 102
[7 empty] | 1 | Edgecombe | 101.9
[7 empty] | 1 | Halifax | 100
[7 empty] | 1 | Martin | 97
[8 empty] | Richmond | 95.7
[8 empty] | Union | 92.3
[8 empty] | Burke | 88.4
[8 empty] | Wayne | 85.1
[7 empty] | 1 | Northampton | 82.8
[7 empty] | 1 | Washington | 80.3
[8 empty] | Cleveland | 79.3
[8 empty] | Rutherford | 77.8
[8 empty] | Johnston | 66.4
[7 empty] | 1 | Hertford | 61.5
[7 empty] | 1 | Beaufort | 56.9
[8 empty] | Orange | 56.2
[8 empty] | Warren | 55.8
[8 empty] | Franklin | 55.7
[8 empty] | Lenoir | 50.9
[8 empty] | Columbus | 44.5
[8 empty] | Montgomery | 43.9
[7 empty] | 1 | Pasquotank | 43.1
[7 empty] | 1 | Bertie | 40
[8 empty] | Lee | 33.4
[8 empty] | Granville | 32.7
[8 empty] | Rowan | 31.5
[8 empty] | Davie | 30.4
[7 empty] | 1 | Pitt | 29.9
[8 empty] | Rockingham | 27
[8 empty] | Harnett | 27
[8 empty] | Moore | 25.2
[8 empty] | Wake | 24.9
[8 empty] | Alamance | 23.2
[7 empty] | 1 | Greene | 21.7
[8 empty] | Sampson | 20.7
[7 empty] | 1 | Perquimans | 20
[8 empty] | Jones | 19.9
[8 empty] | Chatham | 19.2
[8 empty] | Craven | 19
[8 empty] | Durham | 16.5
[8 empty] | Person | 15.5
[7 empty] | 1 | Gates | 15
[8 empty] | Randolph | 15
[8 empty] | Caswell | 14.9
[8 empty] | Onslow | 12.8
[8 empty] | Gaston | 11
[8 empty] | Yadkin | 10.5
[8 empty] | Cabarrus | 10.1
[8 empty] | Lincoln | 10
[8 empty] | Stanly | 10
[8 empty] | Hoke | 9.8
[8 empty] | Haywood | 8.7
[8 empty] | Forsyth | 7.3
[8 empty] | Iredell | 6.4
[8 empty] | Guilford | 6.3
[7 empty] | 1 | Alexander | 6.2 | done to true
[8 empty] | Buncombe | 5.1
[8 empty] | Pender | 5
[8 empty] | Pamlico | 5
[8 empty] | Surry | 4.7
[8 empty] | Stokes | 4
[8 empty] | Henderson | 4
[8 empty] | Cherokee | 3
[8 empty] | New Hanover | 2.8
[7 empty] | 1 | Mecklenburg | 1.9 | done to true
[8 empty] | Caldwell | 1.1

## state_to_zone
State | Zone | Days in Month
IL | WEST | 1 | 31
KY | WEST | 2 | 28
OH | WEST | 3 | 31
NJ | EAST | 4 | 30
NC | DUKE | 5 | 31
PA | PA_METED_PPL | 6 | 30
DE | EAST | 7 | 31
MD | DC_BGE_PEP | 8 | 31
IN | WEST | 9 | 30
VA | VA_DOM | 10 | 31
NCDOM | VA_DOM | 11 | 30
|  | 12 | 31

## output
[13 empty] | WEST | WEST | WEST | EAST | DUKE | PA_METED_PPL | EAST | DC_BGE_PEP | WEST | VA_DOM | VA_DOM
|  | Incremental | [10 empty] | Cumulative
Year | Month | IL | KY | OH | NJ | NC | PA | DE | MD | IN | VA | NCDOM | IL | KY | OH | NJ | NC | PA | DE | MD | IN | VA | NCDOM | EAST | WEST | DC_BGE_PEP | VA_DOM | PA_METED_PPL
2001 | 1 | 0 | 0 | 0 | 0 | 0 | 0 | 0 | 0 | 0 | 0 | 0 | 0 | 0 | 0 | 0 | 0 | 0 | 0 | 0 | 0 | 0 | 0 | 0 | 0 | 0 | 0 | 0
2001 | 2 | 0 | 0 | 0 | 0 | 0 | 0 | 0 | 0 | 0 | 0 | 0 | 0 | 0 | 0 | 0 | 0 | 0 | 0 | 0 | 0 | 0 | 0 | 0 | 0 | 0 | 0 | 0
2001 | 3 | 0 | 0 | 0 | 0 | 0 | 0 | 0 | 0 | 0 | 0 | 0 | 0 | 0 | 0 | 0 | 0 | 0 | 0 | 0 | 0 | 0 | 0 | 0 | 0 | 0 | 0 | 0
2001 | 4 | 0 | 0 | 0 | 0 | 0 | 0 | 0 | 0 | 0 | 0 | 0 | 0 | 0 | 0 | 0 | 0 | 0 | 0 | 0 | 0 | 0 | 0 | 0 | 0 | 0 | 0 | 0
2001 | 5 | 0 | 0 | 0 | 0 | 0 | 0 | 0 | 0 | 0 | 0 | 0 | 0 | 0 | 0 | 0 | 0 | 0 | 0 | 0 | 0 | 0 | 0 | 0 | 0 | 0 | 0 | 0
2001 | 6 | 0 | 0 | 0 | 0 | 0 | 0 | 0 | 0 | 0 | 0 | 0 | 0 | 0 | 0 | 0 | 0 | 0 | 0 | 0 | 0 | 0 | 0 | 0 | 0 | 0 | 0 | 0
2001 | 7 | 0 | 0 | 0 | 0 | 0 | 0 | 0 | 0 | 0 | 0 | 0 | 0 | 0 | 0 | 0 | 0 | 0 | 0 | 0 | 0 | 0 | 0 | 0 | 0 | 0 | 0 | 0
2001 | 8 | 0 | 0 | 0 | 0 | 0 | 0 | 0 | 0 | 0 | 0 | 0 | 0 | 0 | 0 | 0 | 0 | 0 | 0 | 0 | 0 | 0 | 0 | 0 | 0 | 0 | 0 | 0
2001 | 9 | 0 | 0 | 0 | 0 | 0 | 0 | 0 | 0 | 0 | 0 | 0 | 0 | 0 | 0 | 0 | 0 | 0 | 0 | 0 | 0 | 0 | 0 | 0 | 0 | 0 | 0 | 0
2001 | 10 | 0 | 0 | 0 | 0 | 0 | 0 | 0 | 0 | 0 | 0 | 0 | 0 | 0 | 0 | 0 | 0 | 0 | 0 | 0 | 0 | 0 | 0 | 0 | 0 | 0 | 0 | 0
2001 | 11 | 0 | 0 | 0 | 0 | 0 | 0 | 0 | 0 | 0 | 0 | 0 | 0 | 0 | 0 | 0 | 0 | 0 | 0 | 0 | 0 | 0 | 0 | 0 | 0 | 0 | 0 | 0
2001 | 12 | 0 | 0 | 0 | 0 | 0 | 0 | 0 | 0 | 0 | 0 | 0 | 0 | 0 | 0 | 0 | 0 | 0 | 0 | 0 | 0 | 0 | 0 | 0 | 0 | 0 | 0 | 0
2002 | 1 | 0 | 0 | 0 | 0 | 0 | 0 | 0 | 0 | 0 | 0 | 0 | 0 | 0 | 0 | 0 | 0 | 0 | 0 | 0 | 0 | 0 | 0 | 0 | 0 | 0 | 0 | 0
2002 | 2 | 0 | 0 | 0 | 0 | 0 | 0 | 0 | 0 | 0 | 0 | 0 | 0 | 0 | 0 | 0 | 0 | 0 | 0 | 0 | 0 | 0 | 0 | 0 | 0 | 0 | 0 | 0
2002 | 3 | 0 | 0 | 0 | 0 | 0 | 0 | 0 | 0 | 0 | 0 | 0 | 0 | 0 | 0 | 0 | 0 | 0 | 0 | 0 | 0 | 0 | 0 | 0 | 0 | 0 | 0 | 0
2002 | 4 | 0 | 0 | 0 | 0 | 0 | 0 | 0 | 0 | 0 | 0 | 0 | 0 | 0 | 0 | 0 | 0 | 0 | 0 | 0 | 0 | 0 | 0 | 0 | 0 | 0 | 0 | 0
2002 | 5 | 0 | 0 | 0 | 0 | 0 | 0 | 0 | 0 | 0 | 0 | 0 | 0 | 0 | 0 | 0 | 0 | 0 | 0 | 0 | 0 | 0 | 0 | 0 | 0 | 0 | 0 | 0
2002 | 6 | 0 | 0 | 0 | 0 | 0 | 0 | 0 | 0 | 0 | 0 | 0 | 0 | 0 | 0 | 0 | 0 | 0 | 0 | 0 | 0 | 0 | 0 | 0 | 0 | 0 | 0 | 0
2002 | 7 | 0 | 0 | 0 | 0 | 0 | 0 | 0 | 0 | 0 | 0 | 0 | 0 | 0 | 0 | 0 | 0 | 0 | 0 | 0 | 0 | 0 | 0 | 0 | 0 | 0 | 0 | 0
2002 | 8 | 0 | 0 | 0 | 0 | 0 | 0 | 0 | 0 | 0 | 0 | 0 | 0 | 0 | 0 | 0 | 0 | 0 | 0 | 0 | 0 | 0 | 0 | 0 | 0 | 0 | 0 | 0
2002 | 9 | 0 | 0 | 0 | 0 | 0 | 0 | 0 | 0 | 0 | 0 | 0 | 0 | 0 | 0 | 0 | 0 | 0 | 0 | 0 | 0 | 0 | 0 | 0 | 0 | 0 | 0 | 0
2002 | 10 | 0 | 0 | 0 | 0 | 0 | 0 | 0 | 0 | 0 | 0 | 0 | 0 | 0 | 0 | 0 | 0 | 0 | 0 | 0 | 0 | 0 | 0 | 0 | 0 | 0 | 0 | 0
2002 | 11 | 0 | 0 | 0 | 0 | 0 | 0 | 0 | 0 | 0 | 0 | 0 | 0 | 0 | 0 | 0 | 0 | 0 | 0 | 0 | 0 | 0 | 0 | 0 | 0 | 0 | 0 | 0
2002 | 12 | 0 | 0 | 0 | 0 | 0 | 0 | 0 | 0 | 0 | 0 | 0 | 0 | 0 | 0 | 0 | 0 | 0 | 0 | 0 | 0 | 0 | 0 | 0 | 0 | 0 | 0 | 0
2003 | 1 | 0 | 0 | 0 | 0 | 0 | 0 | 0 | 0 | 0 | 0 | 0 | 0 | 0 | 0 | 0 | 0 | 0 | 0 | 0 | 0 | 0 | 0 | 0 | 0 | 0 | 0 | 0
2003 | 2 | 0 | 0 | 0 | 0 | 0 | 0 | 0 | 0 | 0 | 0 | 0 | 0 | 0 | 0 | 0 | 0 | 0 | 0 | 0 | 0 | 0 | 0 | 0 | 0 | 0 | 0 | 0
2003 | 3 | 0 | 0 | 0 | 0 | 0 | 0 | 0 | 0 | 0 | 0 | 0 | 0 | 0 | 0 | 0 | 0 | 0 | 0 | 0 | 0 | 0 | 0 | 0 | 0 | 0 | 0 | 0
2003 | 4 | 0 | 0 | 0 | 0 | 0 | 0 | 0 | 0 | 0 | 0 | 0 | 0 | 0 | 0 | 0 | 0 | 0 | 0 | 0 | 0 | 0 | 0 | 0 | 0 | 0 | 0 | 0
2003 | 5 | 0 | 0 | 0 | 0 | 0 | 0 | 0 | 0 | 0 | 0 | 0 | 0 | 0 | 0 | 0 | 0 | 0 | 0 | 0 | 0 | 0 | 0 | 0 | 0 | 0 | 0 | 0
2003 | 6 | 0 | 0 | 0 | 0 | 0 | 0 | 0 | 0 | 0 | 0 | 0 | 0 | 0 | 0 | 0 | 0 | 0 | 0 | 0 | 0 | 0 | 0 | 0 | 0 | 0 | 0 | 0
2003 | 7 | 0 | 0 | 0 | 0 | 0 | 0 | 0 | 0 | 0 | 0 | 0 | 0 | 0 | 0 | 0 | 0 | 0 | 0 | 0 | 0 | 0 | 0 | 0 | 0 | 0 | 0 | 0
2003 | 8 | 0 | 0 | 0 | 0 | 0 | 0 | 0 | 0 | 0 | 0 | 0 | 0 | 0 | 0 | 0 | 0 | 0 | 0 | 0 | 0 | 0 | 0 | 0 | 0 | 0 | 0 | 0
2003 | 9 | 0 | 0 | 0 | 0 | 0 | 0 | 0 | 0 | 0 | 0 | 0 | 0 | 0 | 0 | 0 | 0 | 0 | 0 | 0 | 0 | 0 | 0 | 0 | 0 | 0 | 0 | 0
2003 | 10 | 0 | 0 | 0 | 0 | 0 | 0 | 0 | 0 | 0 | 0 | 0 | 0 | 0 | 0 | 0 | 0 | 0 | 0 | 0 | 0 | 0 | 0 | 0 | 0 | 0 | 0 | 0
2003 | 11 | 0 | 0 | 0 | 0 | 0 | 0 | 0 | 0 | 0 | 0 | 0 | 0 | 0 | 0 | 0 | 0 | 0 | 0 | 0 | 0 | 0 | 0 | 0 | 0 | 0 | 0 | 0
2003 | 12 | 0 | 0 | 0 | 0 | 0 | 0 | 0 | 0 | 0 | 0 | 0 | 0 | 0 | 0 | 0 | 0 | 0 | 0 | 0 | 0 | 0 | 0 | 0 | 0 | 0 | 0 | 0
2004 | 1 | 0 | 0 | 0 | 0 | 0 | 0 | 0 | 0 | 0 | 0 | 0 | 0 | 0 | 0 | 0 | 0 | 0 | 0 | 0 | 0 | 0 | 0 | 0 | 0 | 0 | 0 | 0
2004 | 2 | 0 | 0 | 0 | 0 | 0 | 0 | 0 | 0 | 0 | 0 | 0 | 0 | 0 | 0 | 0 | 0 | 0 | 0 | 0 | 0 | 0 | 0 | 0 | 0 | 0 | 0 | 0
2004 | 3 | 0 | 0 | 0 | 0 | 0 | 0 | 0 | 0 | 0 | 0 | 0 | 0 | 0 | 0 | 0 | 0 | 0 | 0 | 0 | 0 | 0 | 0 | 0 | 0 | 0 | 0 | 0
2004 | 4 | 0 | 0 | 0 | 0 | 0 | 0 | 0 | 0 | 0 | 0 | 0 | 0 | 0 | 0 | 0 | 0 | 0 | 0 | 0 | 0 | 0 | 0 | 0 | 0 | 0 | 0 | 0
2004 | 5 | 0 | 0 | 0 | 0 | 0 | 0 | 0 | 0 | 0 | 0 | 0 | 0 | 0 | 0 | 0 | 0 | 0 | 0 | 0 | 0 | 0 | 0 | 0 | 0 | 0 | 0 | 0
2004 | 6 | 0 | 0 | 0 | 0 | 0 | 0 | 0 | 0 | 0 | 0 | 0 | 0 | 0 | 0 | 0 | 0 | 0 | 0 | 0 | 0 | 0 | 0 | 0 | 0 | 0 | 0 | 0
2004 | 7 | 0 | 0 | 0 | 0 | 0 | 0 | 0 | 0 | 0 | 0 | 0 | 0 | 0 | 0 | 0 | 0 | 0 | 0 | 0 | 0 | 0 | 0 | 0 | 0 | 0 | 0 | 0
2004 | 8 | 0 | 0 | 0 | 0 | 0 | 0 | 0 | 0 | 0 | 0 | 0 | 0 | 0 | 0 | 0 | 0 | 0 | 0 | 0 | 0 | 0 | 0 | 0 | 0 | 0 | 0 | 0
2004 | 9 | 0 | 0 | 0 | 0 | 0 | 0 | 0 | 0 | 0 | 0 | 0 | 0 | 0 | 0 | 0 | 0 | 0 | 0 | 0 | 0 | 0 | 0 | 0 | 0 | 0 | 0 | 0
2004 | 10 | 0 | 0 | 0 | 0 | 0 | 0 | 0 | 0 | 0 | 0 | 0 | 0 | 0 | 0 | 0 | 0 | 0 | 0 | 0 | 0 | 0 | 0 | 0 | 0 | 0 | 0 | 0
2004 | 11 | 0 | 0 | 0 | 0 | 0 | 0 | 0 | 0 | 0 | 0 | 0 | 0 | 0 | 0 | 0 | 0 | 0 | 0 | 0 | 0 | 0 | 0 | 0 | 0 | 0 | 0 | 0
2004 | 12 | 0 | 0 | 0 | 0 | 0 | 0 | 0 | 0 | 0 | 0 | 0 | 0 | 0 | 0 | 0 | 0 | 0 | 0 | 0 | 0 | 0 | 0 | 0 | 0 | 0 | 0 | 0
2005 | 1 | 0 | 0 | 0 | 0 | 0 | 0 | 0 | 0 | 0 | 0 | 0 | 0 | 0 | 0 | 0 | 0 | 0 | 0 | 0 | 0 | 0 | 0 | 0 | 0 | 0 | 0 | 0
2005 | 2 | 0 | 0 | 0 | 0 | 0 | 0 | 0 | 0 | 0 | 0 | 0 | 0 | 0 | 0 | 0 | 0 | 0 | 0 | 0 | 0 | 0 | 0 | 0 | 0 | 0 | 0 | 0
2005 | 3 | 0 | 0 | 0 | 0 | 0 | 0 | 0 | 0 | 0 | 0 | 0 | 0 | 0 | 0 | 0 | 0 | 0 | 0 | 0 | 0 | 0 | 0 | 0 | 0 | 0 | 0 | 0
2005 | 4 | 0 | 0 | 0 | 0 | 0 | 0 | 0 | 0 | 0 | 0 | 0 | 0 | 0 | 0 | 0 | 0 | 0 | 0 | 0 | 0 | 0 | 0 | 0 | 0 | 0 | 0 | 0
2005 | 5 | 0 | 0 | 0 | 0 | 0 | 0 | 0 | 0 | 0 | 0 | 0 | 0 | 0 | 0 | 0 | 0 | 0 | 0 | 0 | 0 | 0 | 0 | 0 | 0 | 0 | 0 | 0
2005 | 6 | 0 | 0 | 0 | 0 | 0 | 0 | 0 | 0 | 0 | 0 | 0 | 0 | 0 | 0 | 0 | 0 | 0 | 0 | 0 | 0 | 0 | 0 | 0 | 0 | 0 | 0 | 0
2005 | 7 | 0 | 0 | 0 | 0 | 0 | 0 | 0 | 0 | 0 | 0 | 0 | 0 | 0 | 0 | 0 | 0 | 0 | 0 | 0 | 0 | 0 | 0 | 0 | 0 | 0 | 0 | 0
2005 | 8 | 0 | 0 | 0 | 0 | 0 | 0 | 0 | 0 | 0 | 0 | 0 | 0 | 0 | 0 | 0 | 0 | 0 | 0 | 0 | 0 | 0 | 0 | 0 | 0 | 0 | 0 | 0
2005 | 9 | 0 | 0 | 0 | 0 | 0 | 0 | 0 | 0 | 0 | 0 | 0 | 0 | 0 | 0 | 0 | 0 | 0 | 0 | 0 | 0 | 0 | 0 | 0 | 0 | 0 | 0 | 0
2005 | 10 | 0 | 0 | 0 | 0 | 0 | 0 | 0 | 0 | 0 | 0 | 0 | 0 | 0 | 0 | 0 | 0 | 0 | 0 | 0 | 0 | 0 | 0 | 0 | 0 | 0 | 0 | 0
2005 | 11 | 0 | 0 | 0 | 0 | 0 | 0 | 0 | 0 | 0 | 0 | 0 | 0 | 0 | 0 | 0 | 0 | 0 | 0 | 0 | 0 | 0 | 0 | 0 | 0 | 0 | 0 | 0
2005 | 12 | 0 | 0 | 0 | 0.5 | 0 | 0 | 0 | 0 | 0 | 0 | 0 | 0 | 0 | 0 | 0.5 | 0 | 0 | 0 | 0 | 0 | 0 | 0 | 0.5 | 0 | 0 | 0 | 0
2006 | 1 | 0 | 0 | 0 | 0 | 0 | 0 | 0 | 0 | 0 | 0 | 0 | 0 | 0 | 0 | 0.5 | 0 | 0 | 0 | 0 | 0 | 0 | 0 | 0.5 | 0 | 0 | 0 | 0
2006 | 2 | 0 | 0 | 0 | 0 | 0 | 0 | 0 | 0 | 0 | 0 | 0 | 0 | 0 | 0 | 0.5 | 0 | 0 | 0 | 0 | 0 | 0 | 0 | 0.5 | 0 | 0 | 0 | 0
2006 | 3 | 0 | 0 | 0 | 0 | 0 | 0 | 0 | 0 | 0 | 0 | 0 | 0 | 0 | 0 | 0.5 | 0 | 0 | 0 | 0 | 0 | 0 | 0 | 0.5 | 0 | 0 | 0 | 0
2006 | 4 | 0 | 0 | 0 | 0 | 0 | 0 | 0 | 0 | 0 | 0 | 0 | 0 | 0 | 0 | 0.5 | 0 | 0 | 0 | 0 | 0 | 0 | 0 | 0.5 | 0 | 0 | 0 | 0
2006 | 5 | 0 | 0 | 0 | 0 | 0 | 0 | 0 | 0 | 0 | 0 | 0 | 0 | 0 | 0 | 0.5 | 0 | 0 | 0 | 0 | 0 | 0 | 0 | 0.5 | 0 | 0 | 0 | 0
2006 | 6 | 0 | 0 | 0 | 0.9 | 0 | 0 | 0 | 0 | 0 | 0 | 0 | 0 | 0 | 0 | 1.4 | 0 | 0 | 0 | 0 | 0 | 0 | 0 | 1.4 | 0 | 0 | 0 | 0
2006 | 7 | 0 | 0 | 0 | 0 | 0 | 0 | 0 | 0 | 0 | 0 | 0 | 0 | 0 | 0 | 1.4 | 0 | 0 | 0 | 0 | 0 | 0 | 0 | 1.4 | 0 | 0 | 0 | 0
2006 | 8 | 0 | 0 | 0 | 0 | 0 | 0 | 0 | 0 | 0 | 0 | 0 | 0 | 0 | 0 | 1.4 | 0 | 0 | 0 | 0 | 0 | 0 | 0 | 1.4 | 0 | 0 | 0 | 0
2006 | 9 | 0 | 0 | 0 | 0 | 0 | 0 | 0 | 0 | 0 | 0 | 0 | 0 | 0 | 0 | 1.4 | 0 | 0 | 0 | 0 | 0 | 0 | 0 | 1.4 | 0 | 0 | 0 | 0
2006 | 10 | 0 | 0 | 0 | 0 | 0 | 0 | 0 | 0 | 0 | 0 | 0 | 0 | 0 | 0 | 1.4 | 0 | 0 | 0 | 0 | 0 | 0 | 0 | 1.4 | 0 | 0 | 0 | 0
2006 | 11 | 0 | 0 | 0 | 0 | 0 | 0 | 0 | 0 | 0 | 0 | 0 | 0 | 0 | 0 | 1.4 | 0 | 0 | 0 | 0 | 0 | 0 | 0 | 1.4 | 0 | 0 | 0 | 0
2006 | 12 | 0 | 0 | 0 | 0 | 0 | 0 | 0 | 0 | 0 | 0 | 0 | 0 | 0 | 0 | 1.4 | 0 | 0 | 0 | 0 | 0 | 0 | 0 | 1.4 | 0 | 0 | 0 | 0
2007 | 1 | 0 | 0 | 0 | 0 | 0 | 0 | 0 | 0 | 0 | 0 | 0 | 0 | 0 | 0 | 1.4 | 0 | 0 | 0 | 0 | 0 | 0 | 0 | 1.4 | 0 | 0 | 0 | 0
2007 | 2 | 0 | 0 | 0 | 0 | 0 | 0 | 0 | 0 | 0 | 0 | 0 | 0 | 0 | 0 | 1.4 | 0 | 0 | 0 | 0 | 0 | 0 | 0 | 1.4 | 0 | 0 | 0 | 0
2007 | 3 | 0 | 0 | 0 | 0 | 0 | 0 | 0 | 0 | 0 | 0 | 0 | 0 | 0 | 0 | 1.4 | 0 | 0 | 0 | 0 | 0 | 0 | 0 | 1.4 | 0 | 0 | 0 | 0
2007 | 4 | 0 | 0 | 0 | 0 | 0 | 0 | 0 | 0 | 0 | 0 | 0 | 0 | 0 | 0 | 1.4 | 0 | 0 | 0 | 0 | 0 | 0 | 0 | 1.4 | 0 | 0 | 0 | 0
2007 | 5 | 0 | 0 | 0 | 0.2 | 0 | 0 | 0 | 0 | 0 | 0 | 0 | 0 | 0 | 0 | 1.6 | 0 | 0 | 0 | 0 | 0 | 0 | 0 | 1.6 | 0 | 0 | 0 | 0
2007 | 6 | 0 | 0 | 0 | 0 | 0 | 0 | 0 | 0 | 0 | 0 | 0 | 0 | 0 | 0 | 1.6 | 0 | 0 | 0 | 0 | 0 | 0 | 0 | 1.6 | 0 | 0 | 0 | 0
2007 | 7 | 0 | 0 | 0 | 0 | 0 | 0 | 0 | 0 | 0 | 0 | 0 | 0 | 0 | 0 | 1.6 | 0 | 0 | 0 | 0 | 0 | 0 | 0 | 1.6 | 0 | 0 | 0 | 0
2007 | 8 | 0 | 0 | 0 | 0 | 0 | 0 | 0 | 0 | 0 | 0 | 0 | 0 | 0 | 0 | 1.6 | 0 | 0 | 0 | 0 | 0 | 0 | 0 | 1.6 | 0 | 0 | 0 | 0
2007 | 9 | 0 | 0 | 0 | 0 | 0 | 0 | 0 | 0 | 0 | 0 | 0 | 0 | 0 | 0 | 1.6 | 0 | 0 | 0 | 0 | 0 | 0 | 0 | 1.6 | 0 | 0 | 0 | 0
2007 | 10 | 0 | 0 | 0 | 0 | 0 | 0 | 0 | 0 | 0 | 0 | 0 | 0 | 0 | 0 | 1.6 | 0 | 0 | 0 | 0 | 0 | 0 | 0 | 1.6 | 0 | 0 | 0 | 0
2007 | 11 | 0 | 0 | 0 | 0 | 0 | 0 | 0 | 0 | 0 | 0 | 0 | 0 | 0 | 0 | 1.6 | 0 | 0 | 0 | 0 | 0 | 0 | 0 | 1.6 | 0 | 0 | 0 | 0
2007 | 12 | 0 | 0 | 0 | 1.1 | 0 | 0 | 0 | 0 | 0 | 0 | 0 | 0 | 0 | 0 | 2.7 | 0 | 0 | 0 | 0 | 0 | 0 | 0 | 2.7 | 0 | 0 | 0 | 0
2008 | 1 | 0 | 0 | 0 | 0 | 0 | 0 | 0 | 0 | 0 | 0 | 0 | 0 | 0 | 0 | 2.7 | 0 | 0 | 0 | 0 | 0 | 0 | 0 | 2.7 | 0 | 0 | 0 | 0
2008 | 2 | 0 | 0 | 0 | 0 | 0 | 0 | 0 | 0 | 0 | 0 | 0 | 0 | 0 | 0 | 2.7 | 0 | 0 | 0 | 0 | 0 | 0 | 0 | 2.7 | 0 | 0 | 0 | 0
2008 | 3 | 0 | 0 | 0 | 0 | 0 | 0 | 0 | 0 | 0 | 0 | 0 | 0 | 0 | 0 | 2.7 | 0 | 0 | 0 | 0 | 0 | 0 | 0 | 2.7 | 0 | 0 | 0 | 0
2008 | 4 | 0 | 0 | 0 | 0 | 0 | 0 | 0 | 0 | 0 | 0 | 0 | 0 | 0 | 0 | 2.7 | 0 | 0 | 0 | 0 | 0 | 0 | 0 | 2.7 | 0 | 0 | 0 | 0
2008 | 5 | 0 | 0 | 0 | 0 | 0 | 0 | 0 | 0 | 0 | 0 | 0 | 0 | 0 | 0 | 2.7 | 0 | 0 | 0 | 0 | 0 | 0 | 0 | 2.7 | 0 | 0 | 0 | 0
2008 | 6 | 0 | 0 | 0 | 0 | 0 | 0 | 0 | 0 | 0 | 0 | 0 | 0 | 0 | 0 | 2.7 | 0 | 0 | 0 | 0 | 0 | 0 | 0 | 2.7 | 0 | 0 | 0 | 0
2008 | 7 | 0 | 0 | 0 | 0 | 0 | 0 | 0 | 0 | 0 | 0 | 0 | 0 | 0 | 0 | 2.7 | 0 | 0 | 0 | 0 | 0 | 0 | 0 | 2.7 | 0 | 0 | 0 | 0
2008 | 8 | 0 | 0 | 0 | 0 | 0 | 0 | 0 | 0 | 0 | 0 | 0 | 0 | 0 | 0 | 2.7 | 0 | 0 | 0 | 0 | 0 | 0 | 0 | 2.7 | 0 | 0 | 0 | 0
2008 | 9 | 0 | 0 | 0 | 0 | 0 | 0 | 0 | 0 | 0 | 0 | 0 | 0 | 0 | 0 | 2.7 | 0 | 0 | 0 | 0 | 0 | 0 | 0 | 2.7 | 0 | 0 | 0 | 0
2008 | 10 | 0 | 0 | 0 | 0 | 0 | 0 | 0 | 0 | 0 | 0 | 0 | 0 | 0 | 0 | 2.7 | 0 | 0 | 0 | 0 | 0 | 0 | 0 | 2.7 | 0 | 0 | 0 | 0
2008 | 11 | 0 | 0 | 0 | 0 | 0 | 3 | 0 | 0 | 0 | 0 | 0 | 0 | 0 | 0 | 2.7 | 0 | 3 | 0 | 0 | 0 | 0 | 0 | 2.7 | 0 | 0 | 0 | 3
2008 | 12 | 0 | 0 | 0 | 2 | 2.2 | 0 | 0 | 0 | 0 | 0 | 1 | 0 | 0 | 0 | 4.7 | 2.2 | 3 | 0 | 0 | 0 | 0 | 1 | 4.7 | 0 | 0 | 1 | 3
2009 | 1 | 0 | 0 | 0 | 0 | 0 | 0 | 0 | 0 | 0 | 0 | 0 | 0 | 0 | 0 | 4.7 | 2.2 | 3 | 0 | 0 | 0 | 0 | 1 | 4.7 | 0 | 0 | 1 | 3
2009 | 2 | 0 | 0 | 0 | 1.9 | 0 | 0 | 0 | 0 | 0 | 0 | 0 | 0 | 0 | 0 | 6.6 | 2.2 | 3 | 0 | 0 | 0 | 0 | 1 | 6.6 | 0 | 0 | 1 | 3
2009 | 3 | 0 | 0 | 0 | 0 | 0 | 0 | 0 | 0 | 0 | 0 | 0 | 0 | 0 | 0 | 6.6 | 2.2 | 3 | 0 | 0 | 0 | 0 | 1 | 6.6 | 0 | 0 | 1 | 3
2009 | 4 | 0 | 0 | 0 | 0.6 | 0 | 0 | 0 | 0 | 0 | 0 | 0 | 0 | 0 | 0 | 7.2 | 2.2 | 3 | 0 | 0 | 0 | 0 | 1 | 7.2 | 0 | 0 | 1 | 3
2009 | 5 | 0 | 0 | 0 | 2.9 | 0 | 0 | 0 | 0 | 0 | 0 | 0 | 0 | 0 | 0 | 10.1 | 2.2 | 3 | 0 | 0 | 0 | 0 | 1 | 10.1 | 0 | 0 | 1 | 3
2009 | 6 | 0 | 0 | 0 | 0 | 0 | 0 | 0 | 0 | 0 | 0 | 0 | 0 | 0 | 0 | 10.1 | 2.2 | 3 | 0 | 0 | 0 | 0 | 1 | 10.1 | 0 | 0 | 1 | 3
2009 | 7 | 0 | 0 | 0 | 0 | 0 | 0 | 0 | 0 | 0 | 0 | 0 | 0 | 0 | 0 | 10.1 | 2.2 | 3 | 0 | 0 | 0 | 0 | 1 | 10.1 | 0 | 0 | 1 | 3
2009 | 8 | 0 | 0 | 0 | 2.3 | 0 | 0 | 0 | 0 | 0 | 0 | 0 | 0 | 0 | 0 | 12.4 | 2.2 | 3 | 0 | 0 | 0 | 0 | 1 | 12.4 | 0 | 0 | 1 | 3
2009 | 9 | 0 | 0 | 0 | 2.2 | 0 | 0 | 0 | 0 | 0 | 0 | 0 | 0 | 0 | 0 | 14.6 | 2.2 | 3 | 0 | 0 | 0 | 0 | 1 | 14.6 | 0 | 0 | 1 | 3
2009 | 10 | 0 | 0 | 0 | 2 | 0 | 0 | 0 | 0 | 0 | 0 | 0 | 0 | 0 | 0 | 16.6 | 2.2 | 3 | 0 | 0 | 0 | 0 | 1 | 16.6 | 0 | 0 | 1 | 3
2009 | 11 | 0 | 0 | 0 | 0 | 0 | 0 | 0 | 0 | 0 | 0 | 0 | 0 | 0 | 0 | 16.6 | 2.2 | 3 | 0 | 0 | 0 | 0 | 1 | 16.6 | 0 | 0 | 1 | 3
2009 | 12 | 9 | 0 | 0 | 6.5 | 0 | 1 | 0 | 0 | 0 | 0 | 0 | 9 | 0 | 0 | 23.1 | 2.2 | 4 | 0 | 0 | 0 | 0 | 1 | 23.1 | 9 | 0 | 1 | 4
2010 | 1 | 0 | 0 | 0 | 0 | 1 | 0 | 0 | 0 | 0 | 0 | 0 | 9 | 0 | 0 | 23.1 | 3.2 | 4 | 0 | 0 | 0 | 0 | 1 | 23.1 | 9 | 0 | 1 | 4
2010 | 2 | 0 | 0 | 0 | 0 | 0 | 0 | 0 | 0 | 0 | 0 | 0 | 9 | 0 | 0 | 23.1 | 3.2 | 4 | 0 | 0 | 0 | 0 | 1 | 23.1 | 9 | 0 | 1 | 4
2010 | 3 | 0 | 0 | 1.1 | 1.1 | 0 | 0 | 0 | 0 | 0 | 0 | 0 | 9 | 0 | 1.1 | 24.2 | 3.2 | 4 | 0 | 0 | 0 | 0 | 1 | 24.2 | 10.1 | 0 | 1 | 4
2010 | 4 | 0 | 0 | 10 | 0 | 1.3 | 0 | 0 | 0 | 0 | 0 | 0 | 9 | 0 | 11.1 | 24.2 | 4.5 | 4 | 0 | 0 | 0 | 0 | 1 | 24.2 | 20.1 | 0 | 1 | 4
2010 | 5 | 0 | 0 | 0 | 0 | 1 | 2.3 | 0 | 0 | 0 | 0 | 0 | 9 | 0 | 11.1 | 24.2 | 5.5 | 6.3 | 0 | 0 | 0 | 0 | 1 | 24.2 | 20.1 | 0 | 1 | 6.3
2010 | 6 | 0 | 0 | 0 | 2.3 | 0 | 0 | 0 | 0 | 0 | 0 | 0 | 9 | 0 | 11.1 | 26.5 | 5.5 | 6.3 | 0 | 0 | 0 | 0 | 1 | 26.5 | 20.1 | 0 | 1 | 6.3
2010 | 7 | 0 | 0 | 0 | 0 | 0 | 0 | 0 | 0 | 0 | 0 | 0 | 9 | 0 | 11.1 | 26.5 | 5.5 | 6.3 | 0 | 0 | 0 | 0 | 1 | 26.5 | 20.1 | 0 | 1 | 6.3
2010 | 8 | 0 | 0 | 0 | 2 | 1 | 3 | 0 | 0 | 0 | 0 | 0 | 9 | 0 | 11.1 | 28.5 | 6.5 | 9.3 | 0 | 0 | 0 | 0 | 1 | 28.5 | 20.1 | 0 | 1 | 9.3
2010 | 9 | 0 | 0 | 0 | 4.1 | 0 | 0 | 0 | 0 | 0 | 0 | 1.9 | 9 | 0 | 11.1 | 32.6 | 6.5 | 9.3 | 0 | 0 | 0 | 0 | 2.9 | 32.6 | 20.1 | 0 | 2.9 | 9.3
2010 | 10 | 0 | 0 | 0 | 4.1 | 0 | 1.3 | 0 | 0 | 0 | 0 | 1.2 | 9 | 0 | 11.1 | 36.7 | 6.5 | 10.6 | 0 | 0 | 0 | 0 | 4.1 | 36.7 | 20.1 | 0 | 4.1 | 10.6
2010 | 11 | 0 | 0 | 0 | 0 | 0 | 0 | 0 | 0 | 0 | 0 | 0 | 9 | 0 | 11.1 | 36.7 | 6.5 | 10.6 | 0 | 0 | 0 | 0 | 4.1 | 36.7 | 20.1 | 0 | 4.1 | 10.6
2010 | 12 | 0 | 0 | 0 | 12.7 | 0 | 5.6 | 0 | 1.4 | 0 | 0 | 0 | 9 | 0 | 11.1 | 49.4 | 6.5 | 16.2 | 0 | 1.4 | 0 | 0 | 4.1 | 49.4 | 20.1 | 1.4 | 4.1 | 16.2
2011 | 1 | 0 | 0 | 0 | 4.6 | 0 | 1.5 | 0 | 0 | 0 | 0 | 0 | 9 | 0 | 11.1 | 54 | 6.5 | 17.7 | 0 | 1.4 | 0 | 0 | 4.1 | 54 | 20.1 | 1.4 | 4.1 | 17.7
2011 | 2 | 0 | 0 | 0 | 2.3 | 0 | 0 | 0 | 2.2 | 0 | 0 | 0 | 9 | 0 | 11.1 | 56.3 | 6.5 | 17.7 | 0 | 3.6 | 0 | 0 | 4.1 | 56.3 | 20.1 | 3.6 | 4.1 | 17.7
2011 | 3 | 0 | 0 | 0 | 18.3 | 1 | 0 | 1.2 | 0 | 0 | 0 | 0 | 9 | 0 | 11.1 | 74.6 | 7.5 | 17.7 | 1.2 | 3.6 | 0 | 0 | 4.1 | 75.8 | 20.1 | 3.6 | 4.1 | 17.7
2011 | 4 | 0 | 0 | 0 | 6.8 | 0 | 1 | 0 | 0 | 2 | 0 | 0 | 9 | 0 | 11.1 | 81.4 | 7.5 | 18.7 | 1.2 | 3.6 | 2 | 0 | 4.1 | 82.6 | 22.1 | 3.6 | 4.1 | 18.7
2011 | 5 | 0 | 0 | 0 | 2.8 | 1 | 3.2 | 0 | 1 | 0 | 0 | 0 | 9 | 0 | 11.1 | 84.2 | 8.5 | 21.9 | 1.2 | 4.6 | 2 | 0 | 4.1 | 85.4 | 22.1 | 4.6 | 4.1 | 21.9
2011 | 6 | 0 | 0 | 0 | 3.7 | 0 | 1.9 | 0 | 0 | 0 | 0 | 0 | 9 | 0 | 11.1 | 87.9 | 8.5 | 23.8 | 1.2 | 4.6 | 2 | 0 | 4.1 | 89.1 | 22.1 | 4.6 | 4.1 | 23.8
2011 | 7 | 0 | 0 | 0 | 1.3 | 0 | 1 | 11.3 | 0 | 0 | 0 | 0 | 9 | 0 | 11.1 | 89.2 | 8.5 | 24.8 | 12.5 | 4.6 | 2 | 0 | 4.1 | 101.7 | 22.1 | 4.6 | 4.1 | 24.8
2011 | 8 | 0 | 0 | 0 | 18.5 | 1 | 0 | 1.3 | 0 | 0 | 0 | 0 | 9 | 0 | 11.1 | 107.7 | 9.5 | 24.8 | 13.8 | 4.6 | 2 | 0 | 4.1 | 121.5 | 22.1 | 4.6 | 4.1 | 24.8
2011 | 9 | 0 | 0 | 0 | 2.8 | 5.2 | 0 | 0 | 3 | 0 | 0 | 0 | 9 | 0 | 11.1 | 110.5 | 14.7 | 24.8 | 13.8 | 7.6 | 2 | 0 | 4.1 | 124.3 | 22.1 | 7.6 | 4.1 | 24.8
2011 | 10 | 0 | 0 | 0 | 13.5 | 3.7 | 0 | 0 | 0 | 0 | 0 | 0 | 9 | 0 | 11.1 | 124 | 18.4 | 24.8 | 13.8 | 7.6 | 2 | 0 | 4.1 | 137.8 | 22.1 | 7.6 | 4.1 | 24.8
2011 | 11 | 0 | 0 | 0 | 11.6 | 1 | 4.8 | 0 | 0 | 0 | 0 | 0 | 9 | 0 | 11.1 | 135.6 | 19.4 | 29.6 | 13.8 | 7.6 | 2 | 0 | 4.1 | 149.4 | 22.1 | 7.6 | 4.1 | 29.6
2011 | 12 | 0 | 0 | 8 | 90.6 | 5.1 | 0 | 0 | 0 | 0 | 0 | 6.5 | 9 | 0 | 19.1 | 226.2 | 24.5 | 29.6 | 13.8 | 7.6 | 2 | 0 | 10.6 | 240 | 30.1 | 7.6 | 10.6 | 29.6
2012 | 1 | 0 | 0 | 0 | 4.5 | 1.5 | 2.3 | 0 | 0 | 1 | 0 | 0 | 9 | 0 | 19.1 | 230.7 | 26 | 31.9 | 13.8 | 7.6 | 3 | 0 | 10.6 | 244.5 | 31.1 | 7.6 | 10.6 | 31.9
2012 | 2 | 0 | 0 | 2.1 | 6.9 | 0 | 0 | 0 | 1 | 0 | 0 | 0 | 9 | 0 | 21.2 | 237.6 | 26 | 31.9 | 13.8 | 8.6 | 3 | 0 | 10.6 | 251.4 | 33.2 | 8.6 | 10.6 | 31.9
2012 | 3 | 0 | 0 | 0 | 7.4 | 0 | 0 | 0 | 0.8 | 0 | 0 | 0 | 9 | 0 | 21.2 | 245 | 26 | 31.9 | 13.8 | 9.4 | 3 | 0 | 10.6 | 258.8 | 33.2 | 9.4 | 10.6 | 31.9
2012 | 4 | 0 | 0 | 0 | 16.5 | 2.5 | 0 | 0 | 0 | 0 | 0 | 0 | 9 | 0 | 21.2 | 261.5 | 28.5 | 31.9 | 13.8 | 9.4 | 3 | 0 | 10.6 | 275.3 | 33.2 | 9.4 | 10.6 | 31.9
2012 | 5 | 0 | 0 | 0 | 5.2 | 1.2 | 0 | 0 | 0 | 0 | 0 | 0 | 9 | 0 | 21.2 | 266.7 | 29.7 | 31.9 | 13.8 | 9.4 | 3 | 0 | 10.6 | 280.5 | 33.2 | 9.4 | 10.6 | 31.9
2012 | 6 | 0 | 0 | 0 | 5.9 | 5 | 0 | 0 | 0 | 0 | 0 | 0 | 9 | 0 | 21.2 | 272.6 | 34.7 | 31.9 | 13.8 | 9.4 | 3 | 0 | 10.6 | 286.4 | 33.2 | 9.4 | 10.6 | 31.9
2012 | 7 | 20 | 0 | 0 | 1.6 | 6.5 | 0 | 0 | 14.7 | 0 | 0 | 0 | 29 | 0 | 21.2 | 274.2 | 41.2 | 31.9 | 13.8 | 24.1 | 3 | 0 | 10.6 | 288 | 53.2 | 24.1 | 10.6 | 31.9
2012 | 8 | 0 | 0 | 0 | 7.1 | 0 | 0 | 0 | 1 | 0 | 0 | 0 | 29 | 0 | 21.2 | 281.3 | 41.2 | 31.9 | 13.8 | 25.1 | 3 | 0 | 10.6 | 295.1 | 53.2 | 25.1 | 10.6 | 31.9
2012 | 9 | 0 | 0 | 3.5 | 2.3 | 3.5 | 5 | 0 | 0 | 0 | 0 | 5 | 29 | 0 | 24.7 | 283.6 | 44.7 | 36.9 | 13.8 | 25.1 | 3 | 0 | 15.6 | 297.4 | 56.7 | 25.1 | 15.6 | 36.9
2012 | 10 | 2.6 | 0 | 0 | 13.1 | 16.5 | 10.1 | 0 | 0 | 0 | 0 | 0 | 31.6 | 0 | 24.7 | 296.7 | 61.2 | 47 | 13.8 | 25.1 | 3 | 0 | 15.6 | 310.5 | 59.3 | 25.1 | 15.6 | 47
2012 | 11 | 0 | 0 | 3.5 | 16 | 17 | 0 | 0 | 5.5 | 4 | 0 | 0 | 31.6 | 0 | 28.2 | 312.7 | 78.2 | 47 | 13.8 | 30.6 | 7 | 0 | 15.6 | 326.5 | 66.8 | 30.6 | 15.6 | 47
2012 | 12 | 0 | 0 | 4 | 6.1 | 23.5 | 2.3 | 11.8 | 1 | 2.5 | 0 | 12.4 | 31.6 | 0 | 32.2 | 318.8 | 101.7 | 49.3 | 25.6 | 31.6 | 9.5 | 0 | 28 | 344.4 | 73.3 | 31.6 | 28 | 49.3
2013 | 1 | 0 | 0 | 0 | 9 | 0 | 2.9 | 0 | 0 | 0 | 0 | 0 | 31.6 | 0 | 32.2 | 327.8 | 101.7 | 52.2 | 25.6 | 31.6 | 9.5 | 0 | 28 | 353.4 | 73.3 | 31.6 | 28 | 52.2
2013 | 2 | 0 | 0 | 0 | 3.8 | 21.5 | 1 | 0 | 4.9 | 0 | 0 | 0 | 31.6 | 0 | 32.2 | 331.6 | 123.2 | 53.2 | 25.6 | 36.5 | 9.5 | 0 | 28 | 357.2 | 73.3 | 36.5 | 28 | 53.2
2013 | 3 | 0 | 0 | 0 | 5.4 | 12 | 0 | 0 | 0 | 4 | 0 | 0 | 31.6 | 0 | 32.2 | 337 | 135.2 | 53.2 | 25.6 | 36.5 | 13.5 | 0 | 28 | 362.6 | 77.3 | 36.5 | 28 | 53.2
2013 | 4 | 0 | 0 | 1.8 | 4.7 | 0 | 0 | 0 | 0 | 0 | 0 | 0 | 31.6 | 0 | 34 | 341.7 | 135.2 | 53.2 | 25.6 | 36.5 | 13.5 | 0 | 28 | 367.3 | 79.1 | 36.5 | 28 | 53.2
2013 | 5 | 0 | 0 | 0 | 4 | 10 | 0 | 0 | 0 | 0 | 0 | 0 | 31.6 | 0 | 34 | 345.7 | 145.2 | 53.2 | 25.6 | 36.5 | 13.5 | 0 | 28 | 371.3 | 79.1 | 36.5 | 28 | 53.2
2013 | 6 | 0 | 0 | 0 | 0 | 10 | 0 | 0 | 0 | 0 | 0 | 0 | 31.6 | 0 | 34 | 345.7 | 155.2 | 53.2 | 25.6 | 36.5 | 13.5 | 0 | 28 | 371.3 | 79.1 | 36.5 | 28 | 53.2
2013 | 7 | 0 | 0 | 0 | 1.3 | 10 | 0 | 0 | 0 | 0 | 0 | 5 | 31.6 | 0 | 34 | 347 | 165.2 | 53.2 | 25.6 | 36.5 | 13.5 | 0 | 33 | 372.6 | 79.1 | 36.5 | 33 | 53.2
2013 | 8 | 0 | 0 | 0 | 1.3 | 5 | 0 | 4 | 0 | 0 | 0 | 0 | 31.6 | 0 | 34 | 348.3 | 170.2 | 53.2 | 29.6 | 36.5 | 13.5 | 0 | 33 | 377.9 | 79.1 | 36.5 | 33 | 53.2
2013 | 9 | 0 | 0 | 0 | 9.5 | 20 | 0 | 0 | 28.2 | 0 | 0 | 0 | 31.6 | 0 | 34 | 357.8 | 190.2 | 53.2 | 29.6 | 64.7 | 13.5 | 0 | 33 | 387.4 | 79.1 | 64.7 | 33 | 53.2
2013 | 10 | 0 | 0 | 0 | 11.4 | 30 | 0 | 0 | 0 | 0 | 0 | 0 | 31.6 | 0 | 34 | 369.2 | 220.2 | 53.2 | 29.6 | 64.7 | 13.5 | 0 | 33 | 398.8 | 79.1 | 64.7 | 33 | 53.2
2013 | 11 | 0 | 0 | 0 | 4.3 | 30 | 0 | 0 | 0 | 10 | 0 | 2.9 | 31.6 | 0 | 34 | 373.5 | 250.2 | 53.2 | 29.6 | 64.7 | 23.5 | 0 | 35.9 | 403.1 | 89.1 | 64.7 | 35.9 | 53.2
2013 | 12 | 0 | 0 | 0 | 23.5 | 53.5 | 0 | 0 | 2 | 28.7 | 0 | 10 | 31.6 | 0 | 34 | 397 | 303.7 | 53.2 | 29.6 | 66.7 | 52.2 | 0 | 45.9 | 426.6 | 117.8 | 66.7 | 45.9 | 53.2
2014 | 1 | 0 | 0 | 0 | 8.5 | 0 | 0 | 0 | 0 | 0 | 0 | 0 | 31.6 | 0 | 34 | 405.5 | 303.7 | 53.2 | 29.6 | 66.7 | 52.2 | 0 | 45.9 | 435.1 | 117.8 | 66.7 | 45.9 | 53.2
2014 | 2 | 0 | 0 | 0 | 0 | 0 | 0 | 0 | 0 | 0 | 0 | 5 | 31.6 | 0 | 34 | 405.5 | 303.7 | 53.2 | 29.6 | 66.7 | 52.2 | 0 | 50.9 | 435.1 | 117.8 | 66.7 | 50.9 | 53.2
2014 | 3 | 0 | 0 | 0 | 2.3 | 12 | 0 | 0 | 0 | 8 | 0 | 0 | 31.6 | 0 | 34 | 407.8 | 315.7 | 53.2 | 29.6 | 66.7 | 60.2 | 0 | 50.9 | 437.4 | 125.8 | 66.7 | 50.9 | 53.2
2014 | 4 | 0 | 0 | 0 | 2.3 | 16 | 0 | 0 | 1.7 | 2.8 | 0 | 0 | 31.6 | 0 | 34 | 410.1 | 331.7 | 53.2 | 29.6 | 68.4 | 63 | 0 | 50.9 | 439.7 | 128.6 | 68.4 | 50.9 | 53.2
2014 | 5 | 0 | 0 | 0 | 10 | 0 | 0 | 0 | 0 | 1 | 0 | 2 | 31.6 | 0 | 34 | 420.1 | 331.7 | 53.2 | 29.6 | 68.4 | 64 | 0 | 52.9 | 449.7 | 129.6 | 68.4 | 52.9 | 53.2
2014 | 6 | 0 | 0 | 1.7 | 4.9 | 21.9 | 0 | 0 | 0 | 0 | 0 | 2 | 31.6 | 0 | 35.7 | 425 | 353.6 | 53.2 | 29.6 | 68.4 | 64 | 0 | 54.9 | 454.6 | 131.3 | 68.4 | 54.9 | 53.2
2014 | 7 | 0 | 0 | 0 | 7 | 30 | 0 | 0 | 0 | 10 | 0 | 0 | 31.6 | 0 | 35.7 | 432 | 383.6 | 53.2 | 29.6 | 68.4 | 74 | 0 | 54.9 | 461.6 | 141.3 | 68.4 | 54.9 | 53.2
2014 | 8 | 0 | 0 | 0 | 0 | 23 | 0 | 0 | 0 | 2.7 | 0 | 0 | 31.6 | 0 | 35.7 | 432 | 406.6 | 53.2 | 29.6 | 68.4 | 76.7 | 0 | 54.9 | 461.6 | 144 | 68.4 | 54.9 | 53.2
2014 | 9 | 0 | 0 | 0 | 5 | 25 | 0 | 0 | 0 | 1 | 0 | 1.3 | 31.6 | 0 | 35.7 | 437 | 431.6 | 53.2 | 29.6 | 68.4 | 77.7 | 0 | 56.2 | 466.6 | 145 | 68.4 | 56.2 | 53.2
2014 | 10 | 0 | 0 | 0 | 11.3 | 21.1 | 0 | 0 | 0 | 0 | 0 | 0 | 31.6 | 0 | 35.7 | 448.3 | 452.7 | 53.2 | 29.6 | 68.4 | 77.7 | 0 | 56.2 | 477.9 | 145 | 68.4 | 56.2 | 53.2
2014 | 11 | 0.3 | 0 | 1 | 8 | 4.8 | 0 | 0 | 1.5 | 0 | 0 | 25 | 31.9 | 0 | 36.7 | 456.3 | 457.5 | 53.2 | 29.6 | 69.9 | 77.7 | 0 | 81.2 | 485.9 | 146.3 | 69.9 | 81.2 | 53.2
2014 | 12 | 0 | 0 | 0 | 7.5 | 95.6 | 0 | 0 | 1.5 | 16.3 | 0 | 83 | 31.9 | 0 | 36.7 | 463.8 | 553.1 | 53.2 | 29.6 | 71.4 | 94 | 0 | 164.2 | 493.4 | 162.6 | 71.4 | 164.2 | 53.2
2015 | 1 | 0 | 0 | 2.2 | 21.4 | 4.8 | 0 | 0 | 1.6 | 0 | 0 | 0 | 31.9 | 0 | 38.9 | 485.2 | 557.9 | 53.2 | 29.6 | 73 | 94 | 0 | 164.2 | 514.8 | 164.8 | 73 | 164.2 | 53.2
2015 | 2 | 0 | 0 | 0 | 0 | 0 | 0 | 0 | 0 | 0 | 0 | 0 | 31.9 | 0 | 38.9 | 485.2 | 557.9 | 53.2 | 29.6 | 73 | 94 | 0 | 164.2 | 514.8 | 164.8 | 73 | 164.2 | 53.2
2015 | 3 | 0 | 0 | 0 | 4.5 | 16 | 0 | 0 | 0 | 0 | 0 | 0 | 31.9 | 0 | 38.9 | 489.7 | 573.9 | 53.2 | 29.6 | 73 | 94 | 0 | 164.2 | 519.3 | 164.8 | 73 | 164.2 | 53.2
2015 | 4 | 0 | 0 | 0 | 0 | 8.5 | 0 | 0 | 3.2 | 0 | 0 | 5 | 31.9 | 0 | 38.9 | 489.7 | 582.4 | 53.2 | 29.6 | 76.2 | 94 | 0 | 169.2 | 519.3 | 164.8 | 76.2 | 169.2 | 53.2
2015 | 5 | 0 | 0 | 0 | 0 | 24.8 | 0 | 1.2 | 0 | 0 | 0 | 14 | 31.9 | 0 | 38.9 | 489.7 | 607.2 | 53.2 | 30.8 | 76.2 | 94 | 0 | 183.2 | 520.5 | 164.8 | 76.2 | 183.2 | 53.2
2015 | 6 | 0 | 0 | 0 | 4.5 | 8 | 0 | 0 | 0 | 1 | 0 | 5 | 31.9 | 0 | 38.9 | 494.2 | 615.2 | 53.2 | 30.8 | 76.2 | 95 | 0 | 188.2 | 525 | 165.8 | 76.2 | 188.2 | 53.2
2015 | 7 | 0 | 0 | 0 | 2.5 | 29 | 0 | 0 | 1.1 | 1 | 0 | 0 | 31.9 | 0 | 38.9 | 496.7 | 644.2 | 53.2 | 30.8 | 77.3 | 96 | 0 | 188.2 | 527.5 | 166.8 | 77.3 | 188.2 | 53.2
2015 | 8 | 1.2 | 0 | 0 | 0 | 41.9 | 0 | 0 | 10.3 | 5.5 | 0 | 15 | 33.1 | 0 | 38.9 | 496.7 | 686.1 | 53.2 | 30.8 | 87.6 | 101.5 | 0 | 203.2 | 527.5 | 173.5 | 87.6 | 203.2 | 53.2
2015 | 9 | 0 | 0 | 2.1 | 12.4 | 19.7 | 0 | 0 | 1.6 | 3 | 0 | 0 | 33.1 | 0 | 41 | 509.1 | 705.8 | 53.2 | 30.8 | 89.2 | 104.5 | 0 | 203.2 | 539.9 | 178.6 | 89.2 | 203.2 | 53.2
2015 | 10 | 0 | 0 | 0 | 0 | 22.3 | 0 | 0 | 0 | 3.5 | 0 | 25 | 33.1 | 0 | 41 | 509.1 | 728.1 | 53.2 | 30.8 | 89.2 | 108 | 0 | 228.2 | 539.9 | 182.1 | 89.2 | 228.2 | 53.2
2015 | 11 | 0 | 0 | 0 | 0 | 86.2 | 0 | 0 | 0 | 8.9 | 0 | 5 | 33.1 | 0 | 41 | 509.1 | 814.3 | 53.2 | 30.8 | 89.2 | 116.9 | 0 | 233.2 | 539.9 | 191 | 89.2 | 233.2 | 53.2
2015 | 12 | 0 | 0 | 3 | 20.7 | 402.3 | 0 | 0 | 20.6 | 11.5 | 0 | 182.4 | 33.1 | 0 | 44 | 529.8 | 1216.6 | 53.2 | 30.8 | 109.8 | 128.4 | 0 | 415.6 | 560.6 | 205.5 | 109.8 | 415.6 | 53.2
2016 | 1 | 0 | 0 | 0 | 0 | 59.7 | 0 | 0 | 0 | 3.6 | 0 | 20 | 33.1 | 0 | 44 | 529.8 | 1276.3 | 53.2 | 30.8 | 109.8 | 132 | 0 | 435.6 | 560.6 | 209.1 | 109.8 | 435.6 | 53.2
2016 | 2 | 0 | 0 | 0 | 1.2 | 0 | 2 | 0 | 29.3 | 0 | 0 | 14.9 | 33.1 | 0 | 44 | 531 | 1276.3 | 55.2 | 30.8 | 139.1 | 132 | 0 | 450.5 | 561.8 | 209.1 | 139.1 | 450.5 | 55.2
2016 | 3 | 0 | 0 | 0 | 8.6 | 52.2 | 0 | 0 | 0 | 0 | 2 | 5 | 33.1 | 0 | 44 | 539.6 | 1328.5 | 55.2 | 30.8 | 139.1 | 132 | 2 | 455.5 | 570.4 | 209.1 | 139.1 | 457.5 | 55.2
2016 | 4 | 0 | 0 | 0 | 7.5 | 41.7 | 0 | 0 | 0 | 0 | 1 | 10 | 33.1 | 0 | 44 | 547.1 | 1370.2 | 55.2 | 30.8 | 139.1 | 132 | 3 | 465.5 | 577.9 | 209.1 | 139.1 | 468.5 | 55.2
2016 | 5 | 0 | 10 | 0 | 8.9 | 5.2 | 0 | 0 | 8.4 | 0 | 0 | 5 | 33.1 | 10 | 44 | 556 | 1375.4 | 55.2 | 30.8 | 147.5 | 132 | 3 | 470.5 | 586.8 | 219.1 | 147.5 | 473.5 | 55.2
2016 | 6 | 0 | 0 | 2.8 | 1.5 | 30 | 0 | 0 | 0 | 0 | 0 | 25 | 33.1 | 10 | 46.8 | 557.5 | 1405.4 | 55.2 | 30.8 | 147.5 | 132 | 3 | 495.5 | 588.3 | 221.9 | 147.5 | 498.5 | 55.2
2016 | 7 | 0 | 0 | 0 | 6.2 | 15.1 | 0 | 0 | 1.5 | 0 | 0 | 4.9 | 33.1 | 10 | 46.8 | 563.7 | 1420.5 | 55.2 | 30.8 | 149 | 132 | 3 | 500.4 | 594.5 | 221.9 | 149 | 503.4 | 55.2
2016 | 8 | 0 | 0 | 0 | 0 | 20.5 | 0 | 0 | 11.6 | 7.6 | 0 | 20.1 | 33.1 | 10 | 46.8 | 563.7 | 1441 | 55.2 | 30.8 | 160.6 | 139.6 | 3 | 520.5 | 594.5 | 229.5 | 160.6 | 523.5 | 55.2
2016 | 9 | 0 | 0 | 0 | 6.8 | 44 | 0 | 0 | 0 | 13.4 | 0 | 5.2 | 33.1 | 10 | 46.8 | 570.5 | 1485 | 55.2 | 30.8 | 160.6 | 153 | 3 | 525.7 | 601.3 | 242.9 | 160.6 | 528.7 | 55.2
2016 | 10 | 0 | 0 | 0 | 26.5 | 16 | 0 | 0 | 9 | 2.2 | 80 | 0 | 33.1 | 10 | 46.8 | 597 | 1501 | 55.2 | 30.8 | 169.6 | 155.2 | 83 | 525.7 | 627.8 | 245.1 | 169.6 | 608.7 | 55.2
2016 | 11 | 0 | 0 | 0 | 3.8 | 21.9 | 0 | 0 | 0 | 0 | 0 | 15 | 33.1 | 10 | 46.8 | 600.8 | 1522.9 | 55.2 | 30.8 | 169.6 | 155.2 | 83 | 540.7 | 631.6 | 245.1 | 169.6 | 623.7 | 55.2
2016 | 12 | 0 | 0 | 2 | 15.6 | 282.3 | 0 | 0 | 1.1 | 5.4 | 56 | 88.1 | 33.1 | 10 | 48.8 | 616.4 | 1805.2 | 55.2 | 30.8 | 170.7 | 160.6 | 139 | 628.8 | 647.2 | 252.5 | 170.7 | 767.8 | 55.2
2017 | 1 | 0 | 0 | 20 | 0 | 45 | 0 | 0 | 0 | 22 | 0 | 0 | 33.1 | 10 | 68.8 | 616.4 | 1850.2 | 55.2 | 30.8 | 170.7 | 182.6 | 139 | 628.8 | 647.2 | 294.5 | 170.7 | 767.8 | 55.2
2017 | 2 | 0 | 0 | 0 | 0 | 10.7 | 0 | 0 | 1.4 | 0 | 0 | 13.5 | 33.1 | 10 | 68.8 | 616.4 | 1860.9 | 55.2 | 30.8 | 172.1 | 182.6 | 139 | 642.3 | 647.2 | 294.5 | 172.1 | 781.3 | 55.2
2017 | 3 | 0 | 0 | 0 | 8.3 | 85 | 0 | 0 | 0 | 0 | 0 | 5 | 33.1 | 10 | 68.8 | 624.7 | 1945.9 | 55.2 | 30.8 | 172.1 | 182.6 | 139 | 647.3 | 655.5 | 294.5 | 172.1 | 786.3 | 55.2
2017 | 4 | 0 | 0 | 0 | 0 | 87 | 0 | 1.2 | 0 | 0 | 0 | 0 | 33.1 | 10 | 68.8 | 624.7 | 2032.9 | 55.2 | 32 | 172.1 | 182.6 | 139 | 647.3 | 656.7 | 294.5 | 172.1 | 786.3 | 55.2
2017 | 5 | 0 | 0 | 0 | 0 | 20 | 0 | 0 | 1.2 | 0 | 2.5 | 100 | 33.1 | 10 | 68.8 | 624.7 | 2052.9 | 55.2 | 32 | 173.3 | 182.6 | 141.5 | 747.3 | 656.7 | 294.5 | 173.3 | 888.8 | 55.2
2017 | 6 | 0 | 0 | 0 | 32.8 | 0 | 0 | 0 | 0 | 0 | 2.1 | 5 | 33.1 | 10 | 68.8 | 657.5 | 2052.9 | 55.2 | 32 | 173.3 | 182.6 | 143.6 | 752.3 | 689.5 | 294.5 | 173.3 | 895.9 | 55.2
2017 | 7 | 0 | 1.1 | 0 | 0 | 0 | 0 | 0 | 0 | 0 | 10 | 0 | 33.1 | 11.1 | 68.8 | 657.5 | 2052.9 | 55.2 | 32 | 173.3 | 182.6 | 153.6 | 752.3 | 689.5 | 295.6 | 173.3 | 905.9 | 55.2
2017 | 8 | 0 | 0 | 0 | 5.3 | 16.9 | 0 | 0 | 0 | 0 | 0 | 0 | 33.1 | 11.1 | 68.8 | 662.8 | 2069.8 | 55.2 | 32 | 173.3 | 182.6 | 153.6 | 752.3 | 694.8 | 295.6 | 173.3 | 905.9 | 55.2
2017 | 9 | 0 | 0 | 0 | 2.5 | 124.2 | 0 | 0 | 0 | 3.3 | 0 | 5 | 33.1 | 11.1 | 68.8 | 665.3 | 2194 | 55.2 | 32 | 173.3 | 185.9 | 153.6 | 757.3 | 697.3 | 298.9 | 173.3 | 910.9 | 55.2
2017 | 10 | 0 | 0 | 0 | 0 | 10 | 0 | 0 | 0 | 0 | 20 | 5 | 33.1 | 11.1 | 68.8 | 665.3 | 2204 | 55.2 | 32 | 173.3 | 185.9 | 173.6 | 762.3 | 697.3 | 298.9 | 173.3 | 935.9 | 55.2
2017 | 11 | 0 | 8.5 | 0 | 0 | 11 | 0 | 0 | 1.4 | 0 | 159.8 | 10 | 33.1 | 19.6 | 68.8 | 665.3 | 2215 | 55.2 | 32 | 174.7 | 185.9 | 333.4 | 772.3 | 697.3 | 307.4 | 174.7 | 1105.7 | 55.2
2017 | 12 | 2 | 6.7 | 1.9 | 5.9 | 223.4 | 0 | 0 | 0 | 10.9 | 72.6 | 147 | 35.1 | 26.3 | 70.7 | 671.2 | 2438.4 | 55.2 | 32 | 174.7 | 196.8 | 406 | 919.3 | 703.2 | 328.9 | 174.7 | 1325.3 | 55.2
2018 | 1 | 0 | 0 | 0 | 0 | 0 | 0 | 0 | 0 | 0 | 0 | 0 | 35.1 | 26.3 | 70.7 | 671.2 | 2438.4 | 55.2 | 32 | 174.7 | 196.8 | 406 | 919.3 | 703.2 | 328.9 | 174.7 | 1325.3 | 55.2
2018 | 2 | 0 | 0 | 0 | 0 | 0 | 0 | 0 | 0 | 0 | 0 | 0 | 35.1 | 26.3 | 70.7 | 671.2 | 2438.4 | 55.2 | 32 | 174.7 | 196.8 | 406 | 919.3 | 703.2 | 328.9 | 174.7 | 1325.3 | 55.2
2018 | 3 | 0 | 0 | 0 | 0 | 0 | 0 | 0 | 0 | 0 | 0 | 0 | 35.1 | 26.3 | 70.7 | 671.2 | 2438.4 | 55.2 | 32 | 174.7 | 196.8 | 406 | 919.3 | 703.2 | 328.9 | 174.7 | 1325.3 | 55.2
2018 | 4 | 0 | 0 | 0 | 0 | 0 | 0 | 0 | 0 | 0 | 0 | 0 | 35.1 | 26.3 | 70.7 | 671.2 | 2438.4 | 55.2 | 32 | 174.7 | 196.8 | 406 | 919.3 | 703.2 | 328.9 | 174.7 | 1325.3 | 55.2
2018 | 5 | 0 | 0 | 0 | 0 | 0 | 0 | 0 | 0 | 0 | 0 | 0 | 35.1 | 26.3 | 70.7 | 671.2 | 2438.4 | 55.2 | 32 | 174.7 | 196.8 | 406 | 919.3 | 703.2 | 328.9 | 174.7 | 1325.3 | 55.2
2018 | 6 | 0 | 0 | 0 | 0 | 0 | 0 | 0 | 0 | 0 | 0 | 0 | 35.1 | 26.3 | 70.7 | 671.2 | 2438.4 | 55.2 | 32 | 174.7 | 196.8 | 406 | 919.3 | 703.2 | 328.9 | 174.7 | 1325.3 | 55.2
2018 | 7 | 0 | 0 | 0 | 0 | 0 | 0 | 0 | 0 | 0 | 0 | 0 | 35.1 | 26.3 | 70.7 | 671.2 | 2438.4 | 55.2 | 32 | 174.7 | 196.8 | 406 | 919.3 | 703.2 | 328.9 | 174.7 | 1325.3 | 55.2
2018 | 8 | 0 | 0 | 0 | 0 | 0 | 0 | 0 | 0 | 0 | 0 | 0 | 35.1 | 26.3 | 70.7 | 671.2 | 2438.4 | 55.2 | 32 | 174.7 | 196.8 | 406 | 919.3 | 703.2 | 328.9 | 174.7 | 1325.3 | 55.2
2018 | 9 | 0 | 0 | 0 | 0 | 0 | 0 | 0 | 0 | 0 | 0 | 0 | 35.1 | 26.3 | 70.7 | 671.2 | 2438.4 | 55.2 | 32 | 174.7 | 196.8 | 406 | 919.3 | 703.2 | 328.9 | 174.7 | 1325.3 | 55.2
2018 | 10 | 0 | 0 | 0 | 0 | 0 | 0 | 0 | 0 | 0 | 0 | 0 | 35.1 | 26.3 | 70.7 | 671.2 | 2438.4 | 55.2 | 32 | 174.7 | 196.8 | 406 | 919.3 | 703.2 | 328.9 | 174.7 | 1325.3 | 55.2
2018 | 11 | 0 | 0 | 0 | 0 | 0 | 0 | 0 | 0 | 0 | 0 | 0 | 35.1 | 26.3 | 70.7 | 671.2 | 2438.4 | 55.2 | 32 | 174.7 | 196.8 | 406 | 919.3 | 703.2 | 328.9 | 174.7 | 1325.3 | 55.2
2018 | 12 | 0 | 0 | 0 | 0 | 0 | 0 | 0 | 0 | 0 | 0 | 0 | 35.1 | 26.3 | 70.7 | 671.2 | 2438.4 | 55.2 | 32 | 174.7 | 196.8 | 406 | 919.3 | 703.2 | 328.9 | 174.7 | 1325.3 | 55.2
2019 | 1 | 0 | 0 | 0 | 0 | 0 | 0 | 0 | 0 | 0 | 0 | 0 | 35.1 | 26.3 | 70.7 | 671.2 | 2438.4 | 55.2 | 32 | 174.7 | 196.8 | 406 | 919.3 | 703.2 | 328.9 | 174.7 | 1325.3 | 55.2
2019 | 2 | 0 | 0 | 0 | 0 | 0 | 0 | 0 | 0 | 0 | 0 | 0 | 35.1 | 26.3 | 70.7 | 671.2 | 2438.4 | 55.2 | 32 | 174.7 | 196.8 | 406 | 919.3 | 703.2 | 328.9 | 174.7 | 1325.3 | 55.2
2019 | 3 | 0 | 0 | 0 | 0 | 0 | 0 | 0 | 0 | 0 | 0 | 0 | 35.1 | 26.3 | 70.7 | 671.2 | 2438.4 | 55.2 | 32 | 174.7 | 196.8 | 406 | 919.3 | 703.2 | 328.9 | 174.7 | 1325.3 | 55.2
2019 | 4 | 0 | 0 | 0 | 0 | 0 | 0 | 0 | 0 | 0 | 0 | 0 | 35.1 | 26.3 | 70.7 | 671.2 | 2438.4 | 55.2 | 32 | 174.7 | 196.8 | 406 | 919.3 | 703.2 | 328.9 | 174.7 | 1325.3 | 55.2
2019 | 5 | 0 | 0 | 0 | 0 | 0 | 0 | 0 | 0 | 0 | 0 | 0 | 35.1 | 26.3 | 70.7 | 671.2 | 2438.4 | 55.2 | 32 | 174.7 | 196.8 | 406 | 919.3 | 703.2 | 328.9 | 174.7 | 1325.3 | 55.2
2019 | 6 | 0 | 0 | 0 | 0 | 0 | 0 | 0 | 0 | 0 | 0 | 0 | 35.1 | 26.3 | 70.7 | 671.2 | 2438.4 | 55.2 | 32 | 174.7 | 196.8 | 406 | 919.3 | 703.2 | 328.9 | 174.7 | 1325.3 | 55.2
2019 | 7 | 0 | 0 | 0 | 0 | 0 | 0 | 0 | 0 | 0 | 0 | 0 | 35.1 | 26.3 | 70.7 | 671.2 | 2438.4 | 55.2 | 32 | 174.7 | 196.8 | 406 | 919.3 | 703.2 | 328.9 | 174.7 | 1325.3 | 55.2
2019 | 8 | 0 | 0 | 0 | 0 | 0 | 0 | 0 | 0 | 0 | 0 | 0 | 35.1 | 26.3 | 70.7 | 671.2 | 2438.4 | 55.2 | 32 | 174.7 | 196.8 | 406 | 919.3 | 703.2 | 328.9 | 174.7 | 1325.3 | 55.2
2019 | 9 | 0 | 0 | 0 | 0 | 0 | 0 | 0 | 0 | 0 | 0 | 0 | 35.1 | 26.3 | 70.7 | 671.2 | 2438.4 | 55.2 | 32 | 174.7 | 196.8 | 406 | 919.3 | 703.2 | 328.9 | 174.7 | 1325.3 | 55.2
2019 | 10 | 0 | 0 | 0 | 0 | 0 | 0 | 0 | 0 | 0 | 0 | 0 | 35.1 | 26.3 | 70.7 | 671.2 | 2438.4 | 55.2 | 32 | 174.7 | 196.8 | 406 | 919.3 | 703.2 | 328.9 | 174.7 | 1325.3 | 55.2
2019 | 11 | 0 | 0 | 0 | 0 | 0 | 0 | 0 | 0 | 0 | 0 | 0 | 35.1 | 26.3 | 70.7 | 671.2 | 2438.4 | 55.2 | 32 | 174.7 | 196.8 | 406 | 919.3 | 703.2 | 328.9 | 174.7 | 1325.3 | 55.2
2019 | 12 | 0 | 0 | 0 | 0 | 0 | 0 | 0 | 0 | 0 | 0 | 0 | 35.1 | 26.3 | 70.7 | 671.2 | 2438.4 | 55.2 | 32 | 174.7 | 196.8 | 406 | 919.3 | 703.2 | 328.9 | 174.7 | 1325.3 | 55.2

## for_tool
Year | Month | Equiv_Begin_Date | Equiv_End_Date | EAST | WEST | DC_BGE_PEP | VA_DOM | PA_METED_PPL
2001 | 1 | 01/01/2001 | 01/31/2001 | 0 | 0 | 0 | 0 | 0
2001 | 2 | 02/01/2001 | 02/28/2001 | 0 | 0 | 0 | 0 | 0
2001 | 3 | 03/01/2001 | 03/31/2001 | 0 | 0 | 0 | 0 | 0
2001 | 4 | 04/01/2001 | 04/30/2001 | 0 | 0 | 0 | 0 | 0
2001 | 5 | 05/01/2001 | 05/31/2001 | 0 | 0 | 0 | 0 | 0
2001 | 6 | 06/01/2001 | 06/30/2001 | 0 | 0 | 0 | 0 | 0
2001 | 7 | 07/01/2001 | 07/31/2001 | 0 | 0 | 0 | 0 | 0
2001 | 8 | 08/01/2001 | 08/31/2001 | 0 | 0 | 0 | 0 | 0
2001 | 9 | 09/01/2001 | 09/30/2001 | 0 | 0 | 0 | 0 | 0
2001 | 10 | 10/01/2001 | 10/31/2001 | 0 | 0 | 0 | 0 | 0
2001 | 11 | 11/01/2001 | 11/30/2001 | 0 | 0 | 0 | 0 | 0
2001 | 12 | 12/01/2001 | 12/31/2001 | 0 | 0 | 0 | 0 | 0
2002 | 1 | 01/01/2002 | 01/31/2002 | 0 | 0 | 0 | 0 | 0
2002 | 2 | 02/01/2002 | 02/28/2002 | 0 | 0 | 0 | 0 | 0
2002 | 3 | 03/01/2002 | 03/31/2002 | 0 | 0 | 0 | 0 | 0
2002 | 4 | 04/01/2002 | 04/30/2002 | 0 | 0 | 0 | 0 | 0
2002 | 5 | 05/01/2002 | 05/31/2002 | 0 | 0 | 0 | 0 | 0
2002 | 6 | 06/01/2002 | 06/30/2002 | 0 | 0 | 0 | 0 | 0
2002 | 7 | 07/01/2002 | 07/31/2002 | 0 | 0 | 0 | 0 | 0
2002 | 8 | 08/01/2002 | 08/31/2002 | 0 | 0 | 0 | 0 | 0
2002 | 9 | 09/01/2002 | 09/30/2002 | 0 | 0 | 0 | 0 | 0
2002 | 10 | 10/01/2002 | 10/31/2002 | 0 | 0 | 0 | 0 | 0
2002 | 11 | 11/01/2002 | 11/30/2002 | 0 | 0 | 0 | 0 | 0
2002 | 12 | 12/01/2002 | 12/31/2002 | 0 | 0 | 0 | 0 | 0
2003 | 1 | 01/01/2003 | 01/31/2003 | 0 | 0 | 0 | 0 | 0
2003 | 2 | 02/01/2003 | 02/28/2003 | 0 | 0 | 0 | 0 | 0
2003 | 3 | 03/01/2003 | 03/31/2003 | 0 | 0 | 0 | 0 | 0
2003 | 4 | 04/01/2003 | 04/30/2003 | 0 | 0 | 0 | 0 | 0
2003 | 5 | 05/01/2003 | 05/31/2003 | 0 | 0 | 0 | 0 | 0
2003 | 6 | 06/01/2003 | 06/30/2003 | 0 | 0 | 0 | 0 | 0
2003 | 7 | 07/01/2003 | 07/31/2003 | 0 | 0 | 0 | 0 | 0
2003 | 8 | 08/01/2003 | 08/31/2003 | 0 | 0 | 0 | 0 | 0
2003 | 9 | 09/01/2003 | 09/30/2003 | 0 | 0 | 0 | 0 | 0
2003 | 10 | 10/01/2003 | 10/31/2003 | 0 | 0 | 0 | 0 | 0
2003 | 11 | 11/01/2003 | 11/30/2003 | 0 | 0 | 0 | 0 | 0
2003 | 12 | 12/01/2003 | 12/31/2003 | 0 | 0 | 0 | 0 | 0
2004 | 1 | 01/01/2004 | 01/31/2004 | 0 | 0 | 0 | 0 | 0
2004 | 2 | 02/01/2004 | 02/28/2004 | 0 | 0 | 0 | 0 | 0
2004 | 3 | 03/01/2004 | 03/31/2004 | 0 | 0 | 0 | 0 | 0
2004 | 4 | 04/01/2004 | 04/30/2004 | 0 | 0 | 0 | 0 | 0
2004 | 5 | 05/01/2004 | 05/31/2004 | 0 | 0 | 0 | 0 | 0
2004 | 6 | 06/01/2004 | 06/30/2004 | 0 | 0 | 0 | 0 | 0
2004 | 7 | 07/01/2004 | 07/31/2004 | 0 | 0 | 0 | 0 | 0
2004 | 8 | 08/01/2004 | 08/31/2004 | 0 | 0 | 0 | 0 | 0
2004 | 9 | 09/01/2004 | 09/30/2004 | 0 | 0 | 0 | 0 | 0
2004 | 10 | 10/01/2004 | 10/31/2004 | 0 | 0 | 0 | 0 | 0
2004 | 11 | 11/01/2004 | 11/30/2004 | 0 | 0 | 0 | 0 | 0
2004 | 12 | 12/01/2004 | 12/31/2004 | 0 | 0 | 0 | 0 | 0
2005 | 1 | 01/01/2005 | 01/31/2005 | 0 | 0 | 0 | 0 | 0
2005 | 2 | 02/01/2005 | 02/28/2005 | 0 | 0 | 0 | 0 | 0
2005 | 3 | 03/01/2005 | 03/31/2005 | 0 | 0 | 0 | 0 | 0
2005 | 4 | 04/01/2005 | 04/30/2005 | 0 | 0 | 0 | 0 | 0
2005 | 5 | 05/01/2005 | 05/31/2005 | 0 | 0 | 0 | 0 | 0
2005 | 6 | 06/01/2005 | 06/30/2005 | 0 | 0 | 0 | 0 | 0
2005 | 7 | 07/01/2005 | 07/31/2005 | 0 | 0 | 0 | 0 | 0
2005 | 8 | 08/01/2005 | 08/31/2005 | 0 | 0 | 0 | 0 | 0
2005 | 9 | 09/01/2005 | 09/30/2005 | 0 | 0 | 0 | 0 | 0
2005 | 10 | 10/01/2005 | 10/31/2005 | 0 | 0 | 0 | 0 | 0
2005 | 11 | 11/01/2005 | 11/30/2005 | 0 | 0 | 0 | 0 | 0
2005 | 12 | 12/01/2005 | 12/31/2005 | 0.5 | 0 | 0 | 0 | 0
2006 | 1 | 01/01/2006 | 01/31/2006 | 0.5 | 0 | 0 | 0 | 0
2006 | 2 | 02/01/2006 | 02/28/2006 | 0.5 | 0 | 0 | 0 | 0
2006 | 3 | 03/01/2006 | 03/31/2006 | 0.5 | 0 | 0 | 0 | 0
2006 | 4 | 04/01/2006 | 04/30/2006 | 0.5 | 0 | 0 | 0 | 0
2006 | 5 | 05/01/2006 | 05/31/2006 | 0.5 | 0 | 0 | 0 | 0
2006 | 6 | 06/01/2006 | 06/30/2006 | 1.4 | 0 | 0 | 0 | 0
2006 | 7 | 07/01/2006 | 07/31/2006 | 1.4 | 0 | 0 | 0 | 0
2006 | 8 | 08/01/2006 | 08/31/2006 | 1.4 | 0 | 0 | 0 | 0
2006 | 9 | 09/01/2006 | 09/30/2006 | 1.4 | 0 | 0 | 0 | 0
2006 | 10 | 10/01/2006 | 10/31/2006 | 1.4 | 0 | 0 | 0 | 0
2006 | 11 | 11/01/2006 | 11/30/2006 | 1.4 | 0 | 0 | 0 | 0
2006 | 12 | 12/01/2006 | 12/31/2006 | 1.4 | 0 | 0 | 0 | 0
2007 | 1 | 01/01/2007 | 01/31/2007 | 1.4 | 0 | 0 | 0 | 0
2007 | 2 | 02/01/2007 | 02/28/2007 | 1.4 | 0 | 0 | 0 | 0
2007 | 3 | 03/01/2007 | 03/31/2007 | 1.4 | 0 | 0 | 0 | 0
2007 | 4 | 04/01/2007 | 04/30/2007 | 1.4 | 0 | 0 | 0 | 0
2007 | 5 | 05/01/2007 | 05/31/2007 | 1.6 | 0 | 0 | 0 | 0
2007 | 6 | 06/01/2007 | 06/30/2007 | 1.6 | 0 | 0 | 0 | 0
2007 | 7 | 07/01/2007 | 07/31/2007 | 1.6 | 0 | 0 | 0 | 0
2007 | 8 | 08/01/2007 | 08/31/2007 | 1.6 | 0 | 0 | 0 | 0
2007 | 9 | 09/01/2007 | 09/30/2007 | 1.6 | 0 | 0 | 0 | 0
2007 | 10 | 10/01/2007 | 10/31/2007 | 1.6 | 0 | 0 | 0 | 0
2007 | 11 | 11/01/2007 | 11/30/2007 | 1.6 | 0 | 0 | 0 | 0
2007 | 12 | 12/01/2007 | 12/31/2007 | 2.7 | 0 | 0 | 0 | 0
2008 | 1 | 01/01/2008 | 01/31/2008 | 2.7 | 0 | 0 | 0 | 0
2008 | 2 | 02/01/2008 | 02/28/2008 | 2.7 | 0 | 0 | 0 | 0
2008 | 3 | 03/01/2008 | 03/31/2008 | 2.7 | 0 | 0 | 0 | 0
2008 | 4 | 04/01/2008 | 04/30/2008 | 2.7 | 0 | 0 | 0 | 0
2008 | 5 | 05/01/2008 | 05/31/2008 | 2.7 | 0 | 0 | 0 | 0
2008 | 6 | 06/01/2008 | 06/30/2008 | 2.7 | 0 | 0 | 0 | 0
2008 | 7 | 07/01/2008 | 07/31/2008 | 2.7 | 0 | 0 | 0 | 0
2008 | 8 | 08/01/2008 | 08/31/2008 | 2.7 | 0 | 0 | 0 | 0
2008 | 9 | 09/01/2008 | 09/30/2008 | 2.7 | 0 | 0 | 0 | 0
2008 | 10 | 10/01/2008 | 10/31/2008 | 2.7 | 0 | 0 | 0 | 0
2008 | 11 | 11/01/2008 | 11/30/2008 | 2.7 | 0 | 0 | 0 | 3
2008 | 12 | 12/01/2008 | 12/31/2008 | 4.7 | 0 | 0 | 1 | 3
2009 | 1 | 01/01/2009 | 01/31/2009 | 4.7 | 0 | 0 | 1 | 3
2009 | 2 | 02/01/2009 | 02/28/2009 | 6.6 | 0 | 0 | 1 | 3
2009 | 3 | 03/01/2009 | 03/31/2009 | 6.6 | 0 | 0 | 1 | 3
2009 | 4 | 04/01/2009 | 04/30/2009 | 7.2 | 0 | 0 | 1 | 3
2009 | 5 | 05/01/2009 | 05/31/2009 | 10.1 | 0 | 0 | 1 | 3
2009 | 6 | 06/01/2009 | 06/30/2009 | 10.1 | 0 | 0 | 1 | 3
2009 | 7 | 07/01/2009 | 07/31/2009 | 10.1 | 0 | 0 | 1 | 3
2009 | 8 | 08/01/2009 | 08/31/2009 | 12.4 | 0 | 0 | 1 | 3
2009 | 9 | 09/01/2009 | 09/30/2009 | 14.6 | 0 | 0 | 1 | 3
2009 | 10 | 10/01/2009 | 10/31/2009 | 16.6 | 0 | 0 | 1 | 3
2009 | 11 | 11/01/2009 | 11/30/2009 | 16.6 | 0 | 0 | 1 | 3
2009 | 12 | 12/01/2009 | 12/31/2009 | 23.1 | 9 | 0 | 1 | 4
2010 | 1 | 01/01/2010 | 01/31/2010 | 23.1 | 9 | 0 | 1 | 4
2010 | 2 | 02/01/2010 | 02/28/2010 | 23.1 | 9 | 0 | 1 | 4
2010 | 3 | 03/01/2010 | 03/31/2010 | 24.2 | 10.1 | 0 | 1 | 4
2010 | 4 | 04/01/2010 | 04/30/2010 | 24.2 | 20.1 | 0 | 1 | 4
2010 | 5 | 05/01/2010 | 05/31/2010 | 24.2 | 20.1 | 0 | 1 | 6.3
2010 | 6 | 06/01/2010 | 06/30/2010 | 26.5 | 20.1 | 0 | 1 | 6.3
2010 | 7 | 07/01/2010 | 07/31/2010 | 26.5 | 20.1 | 0 | 1 | 6.3
2010 | 8 | 08/01/2010 | 08/31/2010 | 28.5 | 20.1 | 0 | 1 | 9.3
2010 | 9 | 09/01/2010 | 09/30/2010 | 32.6 | 20.1 | 0 | 2.9 | 9.3
2010 | 10 | 10/01/2010 | 10/31/2010 | 36.7 | 20.1 | 0 | 4.1 | 10.6
2010 | 11 | 11/01/2010 | 11/30/2010 | 36.7 | 20.1 | 0 | 4.1 | 10.6
2010 | 12 | 12/01/2010 | 12/31/2010 | 49.4 | 20.1 | 1.4 | 4.1 | 16.2
2011 | 1 | 01/01/2011 | 01/31/2011 | 54 | 20.1 | 1.4 | 4.1 | 17.7
2011 | 2 | 02/01/2011 | 02/28/2011 | 56.3 | 20.1 | 3.6 | 4.1 | 17.7
2011 | 3 | 03/01/2011 | 03/31/2011 | 75.8 | 20.1 | 3.6 | 4.1 | 17.7
2011 | 4 | 04/01/2011 | 04/30/2011 | 82.6 | 22.1 | 3.6 | 4.1 | 18.7
2011 | 5 | 05/01/2011 | 05/31/2011 | 85.4 | 22.1 | 4.6 | 4.1 | 21.9
2011 | 6 | 06/01/2011 | 06/30/2011 | 89.1 | 22.1 | 4.6 | 4.1 | 23.8
2011 | 7 | 07/01/2011 | 07/31/2011 | 101.7 | 22.1 | 4.6 | 4.1 | 24.8
2011 | 8 | 08/01/2011 | 08/31/2011 | 121.5 | 22.1 | 4.6 | 4.1 | 24.8
2011 | 9 | 09/01/2011 | 09/30/2011 | 124.3 | 22.1 | 7.6 | 4.1 | 24.8
2011 | 10 | 10/01/2011 | 10/31/2011 | 137.8 | 22.1 | 7.6 | 4.1 | 24.8
2011 | 11 | 11/01/2011 | 11/30/2011 | 149.4 | 22.1 | 7.6 | 4.1 | 29.6
2011 | 12 | 12/01/2011 | 12/31/2011 | 240 | 30.1 | 7.6 | 10.6 | 29.6
2012 | 1 | 01/01/2012 | 01/31/2012 | 244.5 | 31.1 | 7.6 | 10.6 | 31.9
2012 | 2 | 02/01/2012 | 02/28/2012 | 251.4 | 33.2 | 8.6 | 10.6 | 31.9
2012 | 3 | 03/01/2012 | 03/31/2012 | 258.8 | 33.2 | 9.4 | 10.6 | 31.9
2012 | 4 | 04/01/2012 | 04/30/2012 | 275.3 | 33.2 | 9.4 | 10.6 | 31.9
2012 | 5 | 05/01/2012 | 05/31/2012 | 280.5 | 33.2 | 9.4 | 10.6 | 31.9
2012 | 6 | 06/01/2012 | 06/30/2012 | 286.4 | 33.2 | 9.4 | 10.6 | 31.9
2012 | 7 | 07/01/2012 | 07/31/2012 | 288 | 53.2 | 24.1 | 10.6 | 31.9
2012 | 8 | 08/01/2012 | 08/31/2012 | 295.1 | 53.2 | 25.1 | 10.6 | 31.9
2012 | 9 | 09/01/2012 | 09/30/2012 | 297.4 | 56.7 | 25.1 | 15.6 | 36.9
2012 | 10 | 10/01/2012 | 10/31/2012 | 310.5 | 59.3 | 25.1 | 15.6 | 47
2012 | 11 | 11/01/2012 | 11/30/2012 | 326.5 | 66.8 | 30.6 | 15.6 | 47
2012 | 12 | 12/01/2012 | 12/31/2012 | 344.4 | 73.3 | 31.6 | 28 | 49.3
2013 | 1 | 01/01/2013 | 01/31/2013 | 353.4 | 73.3 | 31.6 | 28 | 52.2
2013 | 2 | 02/01/2013 | 02/28/2013 | 357.2 | 73.3 | 36.5 | 28 | 53.2
2013 | 3 | 03/01/2013 | 03/31/2013 | 362.6 | 77.3 | 36.5 | 28 | 53.2
2013 | 4 | 04/01/2013 | 04/30/2013 | 367.3 | 79.1 | 36.5 | 28 | 53.2
2013 | 5 | 05/01/2013 | 05/31/2013 | 371.3 | 79.1 | 36.5 | 28 | 53.2
2013 | 6 | 06/01/2013 | 06/30/2013 | 371.3 | 79.1 | 36.5 | 28 | 53.2
2013 | 7 | 07/01/2013 | 07/31/2013 | 372.6 | 79.1 | 36.5 | 33 | 53.2
2013 | 8 | 08/01/2013 | 08/31/2013 | 377.9 | 79.1 | 36.5 | 33 | 53.2
2013 | 9 | 09/01/2013 | 09/30/2013 | 387.4 | 79.1 | 64.7 | 33 | 53.2
2013 | 10 | 10/01/2013 | 10/31/2013 | 398.8 | 79.1 | 64.7 | 33 | 53.2
2013 | 11 | 11/01/2013 | 11/30/2013 | 403.1 | 89.1 | 64.7 | 35.9 | 53.2
2013 | 12 | 12/01/2013 | 12/31/2013 | 426.6 | 117.8 | 66.7 | 45.9 | 53.2
2014 | 1 | 01/01/2014 | 01/31/2014 | 435.1 | 117.8 | 66.7 | 45.9 | 53.2
2014 | 2 | 02/01/2014 | 02/28/2014 | 435.1 | 117.8 | 66.7 | 50.9 | 53.2
2014 | 3 | 03/01/2014 | 03/31/2014 | 437.4 | 125.8 | 66.7 | 50.9 | 53.2
2014 | 4 | 04/01/2014 | 04/30/2014 | 439.7 | 128.6 | 68.4 | 50.9 | 53.2
2014 | 5 | 05/01/2014 | 05/31/2014 | 449.7 | 129.6 | 68.4 | 52.9 | 53.2
2014 | 6 | 06/01/2014 | 06/30/2014 | 454.6 | 131.3 | 68.4 | 54.9 | 53.2
2014 | 7 | 07/01/2014 | 07/31/2014 | 461.6 | 141.3 | 68.4 | 54.9 | 53.2
2014 | 8 | 08/01/2014 | 08/31/2014 | 461.6 | 144 | 68.4 | 54.9 | 53.2
2014 | 9 | 09/01/2014 | 09/30/2014 | 466.6 | 145 | 68.4 | 56.2 | 53.2
2014 | 10 | 10/01/2014 | 10/31/2014 | 477.9 | 145 | 68.4 | 56.2 | 53.2
2014 | 11 | 11/01/2014 | 11/30/2014 | 485.9 | 146.3 | 69.9 | 81.2 | 53.2
2014 | 12 | 12/01/2014 | 12/31/2014 | 493.4 | 162.6 | 71.4 | 164.2 | 53.2
2015 | 1 | 01/01/2015 | 01/31/2015 | 514.8 | 164.8 | 73 | 164.2 | 53.2
2015 | 2 | 02/01/2015 | 02/28/2015 | 514.8 | 164.8 | 73 | 164.2 | 53.2
2015 | 3 | 03/01/2015 | 03/31/2015 | 519.3 | 164.8 | 73 | 164.2 | 53.2
2015 | 4 | 04/01/2015 | 04/30/2015 | 519.3 | 164.8 | 76.2 | 169.2 | 53.2
2015 | 5 | 05/01/2015 | 05/31/2015 | 520.5 | 164.8 | 76.2 | 183.2 | 53.2
2015 | 6 | 06/01/2015 | 06/30/2015 | 525 | 165.8 | 76.2 | 188.2 | 53.2
2015 | 7 | 07/01/2015 | 07/31/2015 | 527.5 | 166.8 | 77.3 | 188.2 | 53.2
2015 | 8 | 08/01/2015 | 08/31/2015 | 527.5 | 173.5 | 87.6 | 203.2 | 53.2
2015 | 9 | 09/01/2015 | 09/30/2015 | 539.9 | 178.6 | 89.2 | 203.2 | 53.2
2015 | 10 | 10/01/2015 | 10/31/2015 | 539.9 | 182.1 | 89.2 | 228.2 | 53.2
2015 | 11 | 11/01/2015 | 11/30/2015 | 539.9 | 191 | 89.2 | 233.2 | 53.2
2015 | 12 | 12/01/2015 | 12/31/2015 | 560.6 | 205.5 | 109.8 | 415.6 | 53.2
2016 | 1 | 01/01/2016 | 01/31/2016 | 560.6 | 209.1 | 109.8 | 435.6 | 53.2
2016 | 2 | 02/01/2016 | 02/28/2016 | 561.8 | 209.1 | 139.1 | 450.5 | 55.2
2016 | 3 | 03/01/2016 | 03/31/2016 | 570.4 | 209.1 | 139.1 | 457.5 | 55.2
2016 | 4 | 04/01/2016 | 04/30/2016 | 577.9 | 209.1 | 139.1 | 468.5 | 55.2
2016 | 5 | 05/01/2016 | 05/31/2016 | 586.8 | 219.1 | 147.5 | 473.5 | 55.2
2016 | 6 | 06/01/2016 | 06/30/2016 | 588.3 | 221.9 | 147.5 | 498.5 | 55.2
2016 | 7 | 07/01/2016 | 07/31/2016 | 594.5 | 221.9 | 149 | 503.4 | 55.2
2016 | 8 | 08/01/2016 | 08/31/2016 | 594.5 | 229.5 | 160.6 | 523.5 | 55.2
2016 | 9 | 09/01/2016 | 09/30/2016 | 601.3 | 242.9 | 160.6 | 528.7 | 55.2
2016 | 10 | 10/01/2016 | 10/31/2016 | 627.8 | 245.1 | 169.6 | 608.7 | 55.2
2016 | 11 | 11/01/2016 | 11/30/2016 | 631.6 | 245.1 | 169.6 | 623.7 | 55.2
2016 | 12 | 12/01/2016 | 12/31/2016 | 647.2 | 252.5 | 170.7 | 767.8 | 55.2
2017 | 1 | 01/01/2017 | 01/31/2017 | 647.2 | 294.5 | 170.7 | 767.8 | 55.2
2017 | 2 | 02/01/2017 | 02/28/2017 | 647.2 | 294.5 | 172.1 | 781.3 | 55.2
2017 | 3 | 03/01/2017 | 03/31/2017 | 655.5 | 294.5 | 172.1 | 786.3 | 55.2
2017 | 4 | 04/01/2017 | 04/30/2017 | 656.7 | 294.5 | 172.1 | 786.3 | 55.2
2017 | 5 | 05/01/2017 | 05/31/2017 | 656.7 | 294.5 | 173.3 | 888.8 | 55.2
2017 | 6 | 06/01/2017 | 06/30/2017 | 689.5 | 294.5 | 173.3 | 895.9 | 55.2
2017 | 7 | 07/01/2017 | 07/31/2017 | 689.5 | 295.6 | 173.3 | 905.9 | 55.2
2017 | 8 | 08/01/2017 | 08/31/2017 | 694.8 | 295.6 | 173.3 | 905.9 | 55.2
2017 | 9 | 09/01/2017 | 09/30/2017 | 697.3 | 298.9 | 173.3 | 910.9 | 55.2
2017 | 10 | 10/01/2017 | 10/31/2017 | 697.3 | 298.9 | 173.3 | 935.9 | 55.2
2017 | 11 | 11/01/2017 | 11/30/2017 | 697.3 | 307.4 | 174.7 | 1105.7 | 55.2
2017 | 12 | 12/01/2017 | 12/31/2017 | 703.2 | 328.9 | 174.7 | 1325.3 | 55.2
2018 | 1 | 01/01/2018 | 01/31/2018 | 703.2 | 328.9 | 174.7 | 1325.3 | 55.2
2018 | 2 | 02/01/2018 | 02/28/2018 | 703.2 | 328.9 | 174.7 | 1325.3 | 55.2
2018 | 3 | 03/01/2018 | 03/31/2018 | 703.2 | 328.9 | 174.7 | 1325.3 | 55.2
2018 | 4 | 04/01/2018 | 04/30/2018 | 703.2 | 328.9 | 174.7 | 1325.3 | 55.2
2018 | 5 | 05/01/2018 | 05/31/2018 | 703.2 | 328.9 | 174.7 | 1325.3 | 55.2
2018 | 6 | 06/01/2018 | 06/30/2018 | 703.2 | 328.9 | 174.7 | 1325.3 | 55.2
2018 | 7 | 07/01/2018 | 07/31/2018 | 703.2 | 328.9 | 174.7 | 1325.3 | 55.2
2018 | 8 | 08/01/2018 | 08/31/2018 | 703.2 | 328.9 | 174.7 | 1325.3 | 55.2
2018 | 9 | 09/01/2018 | 09/30/2018 | 703.2 | 328.9 | 174.7 | 1325.3 | 55.2
2018 | 10 | 10/01/2018 | 10/31/2018 | 703.2 | 328.9 | 174.7 | 1325.3 | 55.2
2018 | 11 | 11/01/2018 | 11/30/2018 | 703.2 | 328.9 | 174.7 | 1325.3 | 55.2
2018 | 12 | 12/01/2018 | 12/31/2018 | 703.2 | 328.9 | 174.7 | 1325.3 | 55.2
2019 | 1 | 01/01/2019 | 01/31/2019 | 703.2 | 328.9 | 174.7 | 1325.3 | 55.2
2019 | 2 | 02/01/2019 | 02/28/2019 | 703.2 | 328.9 | 174.7 | 1325.3 | 55.2
2019 | 3 | 03/01/2019 | 03/31/2019 | 703.2 | 328.9 | 174.7 | 1325.3 | 55.2
2019 | 4 | 04/01/2019 | 04/30/2019 | 703.2 | 328.9 | 174.7 | 1325.3 | 55.2
2019 | 5 | 05/01/2019 | 05/31/2019 | 703.2 | 328.9 | 174.7 | 1325.3 | 55.2
2019 | 6 | 06/01/2019 | 06/30/2019 | 703.2 | 328.9 | 174.7 | 1325.3 | 55.2
2019 | 7 | 07/01/2019 | 07/31/2019 | 703.2 | 328.9 | 174.7 | 1325.3 | 55.2
2019 | 8 | 08/01/2019 | 08/31/2019 | 703.2 | 328.9 | 174.7 | 1325.3 | 55.2
2019 | 9 | 09/01/2019 | 09/30/2019 | 703.2 | 328.9 | 174.7 | 1325.3 | 55.2
2019 | 10 | 10/01/2019 | 10/31/2019 | 703.2 | 328.9 | 174.7 | 1325.3 | 55.2
2019 | 11 | 11/01/2019 | 11/30/2019 | 703.2 | 328.9 | 174.7 | 1325.3 | 55.2
2019 | 12 | 12/01/2019 | 12/31/2019 | 703.2 | 328.9 | 174.7 | 1325.3 | 55.2